## ALL
Sr. No. | Name of The Depart | Equipment Name | Equip. ID (10 DIG CODE) | Eq. Model | Serial Number | Date of Instal. | STATUS (A-C-B-W) | Contract From | Contract To | Contract Value | Company Name | VENDOR | PMS DONE | PMS DUE | QC DONE | QC DUE | Remarks | Eq. Cost (Rupees) Eq. Cost | Accessories / Serial number | PO No. | PO Date
1 | ERC | Ventilator | HYD-BME-0307-MU-ERC-CCE-01 | Servo - S | 4871 | 2007-03-23 | CMC | 2016-04-01 | 2017-03-31 | 50067 | Maquet | [5 empty] | working | 575000 | Reusable Patient tube,Test Lung,Calibration Tube, Support Arm, Gas tubings(Air,Oxygen). | 18POR0073444 | 2006-12-07
2 | ERC | Monitor | HYD-BME-0307-MU-ERC-CCE-02 | Mediaid M-1000 | AQ68B8537 | 2007-03-21 | Biomedical |  |  |  | Advanced micronic devices Ltd. | [5 empty] | Cost Including Monitor Stand w.r.t PO no. | 91950 | 3 Lead ECG Main cable with lead set, Saturation Main Cable with fingure probe,NIBP Main cable with adult cuff. | 18POR0072999 | 2006-11-17
3 | ERC | Monitor | HYD-BME-0307-MU-ERC-CCE-03 | Mediaid M-1000 | AQ68B8478 | 2007-03-21 | Biomedical |  |  |  | Advanced micronic devices Ltd. | [5 empty] | No Remarks | 91950 | 3 Lead ECG Main cable with lead set, Saturation Main Cable with fingure probe,NIBP Main cable with adult cuff. | 18POR0072999 | 2006-11-17
4 | ERC | Monitor | HYD-BME-0307-MU-ERC-CCE-04 | Mediaid M-1000 | AQ68B8574 | 2007-03-21 | Biomedical |  |  |  | Advanced micronic devices Ltd. | [5 empty] | No Remarks | 91950 | 3 Lead ECG Main cable with lead set, Saturation Main Cable with fingure probe,NIBP Main cable with adult cuff. | 18POR0072999 | 2006-11-17
5 | ERC | Monitor | HYD-BME-0307-MU-ERC-CCE-05 | Mediaid M-1000 | AQ68B8042 | 2007-03-21 | Biomedical |  |  |  | Advanced micronic devices Ltd. | [5 empty] | Present in icu internal transfer | 91950 | 3 Lead ECG Main cable with lead set, Saturation Main Cable with fingure probe,NIBP Main cable with adult cuff. | 18POR0072999 | 2006-11-17
6 | ERC | Syringe Pump | HYD-BME-0307-MU-ERC-CCE-06 | Injectomat Agilia | 18090 / 19741274 | 2007-03-31 | Biomedical |  |  |  | Fresenius Kabi | [5 empty] | Cost is in US Dollars 0f 555 coverted to Rupees i.e. 1 dollar = 41 Rs as on the date of 07/07/2007 | 22755 | Pole Clamp | 18POR0073437 | 2006-12-07
7 | ERC | Syringe Pump | HYD-BME-0307-MU-ERC-CCE-07 | Injectomat Agilia | 18090 / 19741275 | 2007-03-31 | Biomedical |  |  |  | Fresenius Kabi | [5 empty] | Cost is in US Dollars 0f 555 coverted to Rupees i.e. 1 dollar = 41 Rs as on the date of 07/07/2007 | 22755 | Pole Clamp | 18POR0073437 | 2006-12-07
8 | ERC | Syringe Pump | HYD-BME-0307-MU-ERC-CCE-08 | Injectomat Agilia | 10890 / 19741276 | 2007-03-31 | Biomedical |  |  |  | Fresenius Kabi | [5 empty] | Cost is in US Dollars 0f 555 coverted to Rupees i.e. 1 dollar = 41 Rs as on the date of 07/07/2007 | 22755 | Pole Clamp | 18POR0073437 | 2006-12-07
9 | ERC | Syringe Pump | HYD-BME-0307-MU-ERC-CCE-09 | Injectomat Agilia | 18090 / 19741277 | 2007-03-31 | Biomedical |  |  |  | Fresenius Kabi | [5 empty] | Cost is in US Dollars 0f 555 coverted to Rupees i.e. 1 dollar = 41 Rs as on the date of 07/07/2007 | 22755 | Pole Clamp | 18POR0073437 | 2006-12-07
10 | ERC | Syringe Pump | HYD-BME-0307-MU-ERC-CCE-10 | Injectomat Agilia | 18090 / 19741278 | 2007-03-31 | Biomedical |  |  |  | Fresenius Kabi | [5 empty] | Cost is in US Dollars 0f 555 coverted to Rupees i.e. 1 dollar = 41 Rs as on the date of 07/07/2007 | 22755 | Pole Clamp | 18POR0073437 | 2006-12-07
11 | ERC | Syringe Pump | HYD-BME-0307-MU-ERC-CCE-11 | Injectomat Agilia | 18090 / 19741301 | 2007-03-31 | Biomedical |  |  |  | Fresenius Kabi | [5 empty] | Cost is in US Dollars 0f 555 coverted to Rupees i.e. 1 dollar = 41 Rs as on the date of 07/07/2007 | 22755 | Pole Clamp | 18POR0073437 | 2006-12-07
12 | ERC | Infusion Pump | HYD-BME-0107-MU-ERC-CCE-12 | Infusomat P | 32142 | 2007-01-05 | Biomedical |  |  |  | B Braun | [5 empty] | No Remarks | 44000 | Pole Clamp | 18POR0073187 | 2006-11-24
13 | ERC | Defibrillator | HYD-BME-0407-MU-ERC-CCE-13 | Heartstart XL | US00448593 | 2007-04-02 | CMC | 2016-04-01 | 2017-03-31 | 17015 | Philips | [5 empty] | No Remarks | 250000 | 3 Lead ECG Cable, External paddles cable with pads,pacer cable. | 18POR0073207 | 2006-11-24
14 | ERC | Transport Ventilator | HYD-BME-1206-MU-ERC-CCE-14 | Parapac 200D | 606333 | 2006-12-18 | Biomedical |  |  |  | Hansraj Nayyar Medical India | [5 empty] | No Remarks | 320625 | Input Hose 2 Nos, Patient Hose,Patient valve with connector and filter,Lithium battery 01 No,PEEP Valve 01 No,Exhast callceto 01 No. | 18POR0073164 | 2006-11-23
15 | ERC | Patient warmer | HYD-BME-0607-MU-ERC-CCE-15 | Bair Hugger | 75193 | 2007-06-12 | Biomedical |  |  |  | BL Life Science pvt Ltd. | [5 empty] | No Remarks | 90000 | Patient blancket hose | 92POR0000026 | 2007-05-28
16 | ERC | Pulseoximeter | HYD-BME-0707-MU-ERC-CCE-16 | 3800 | FBX07090055SA | 2007-07-30 | Biomedical |  |  |  | Datex Ohmeda | [5 empty] | No Remarks | 50000 | Finger Probe | 92POR0000019 | 2007-05-10
17 | ERC | ECG Machine | HYD-BME-1014-MU-ERC-CCE-18 | TC-20 | CN91405734 | 2014-10-27 | CMC | 2016-04-01 | 2017-03-31 | 7250 | PHILIPS | [5 empty] | No Remarks | 145000 | 10 Lead ECG Module # USDO622208 with lead set, 6 Chest electrodes,4 Limb clamps. | 17140001378 | 2014-07-08
18 | ERC | COLOR DOPPLER SYSTEM(Portable echo) | HYD-BME-0216-MU-ICU-CAR-01 | M-Turbo | WK3092 | 2016-02-04 | Warranty | 2016-02-04 | 2021-02-04 |  | Sonosite | [5 empty] | No Remarks | 1620000 | C60x2-5MHz 60MM CURVED PROBE S.NO -03Z2X5, HFL38x 6-13 MHz 38mm linear probe S.NO 03ZK6W, P21x 1-5 MHz 21mm cardiac probe S.NO 041JK5,with power adptor s.no 071611& cord, Trolley,Mini dock s.no WK2ZJC | 217150003349 | 2016-01-25
19 | ICU | Ventilator | HYD-BME-0307-MU-ICU-CCE-01 | Servo - S | 4875 | 2007-03-28 | CMC | 2016-04-01 | 2017-03-31 | 50067 | Maquet | [6 empty] | 575000 | Reusable Patient tube,Test Lung,Calibration Tube, Support Arm, Gas tubings(Air,Oxygen). | 18POR0073444 | 2006-12-07
20 | ICU | Ventilator | HYD-BME-0307-MU-ICU-CCE-02 | Servo - S | 4873 | 2007-03-28 | CMC | 2016-04-01 | 2017-03-31 | 50067 | Maquet | [6 empty] | 575000 | Reusable Patient tube,Test Lung,Calibration Tube, Support Arm, Gas tubings(Air,Oxygen). | 18POR0073444 | 2006-12-07
21 | ICU | Ventilator | HYD-BME-0307-MU-NEU-CCE-02 | Maquet Servo - I | 27270 | 2007-03-22 | CMC | 2016-04-01 | 2017-03-31 | 57205 | Maquet | [6 empty] | 875000 | Support Arm, Gas tubings(Air,Oxygen). | 18POR0073444 | 2006-12-07
22 | ICU | Ventilator | HYD-BME-0116-MU-ICU-CCE-22 | Servo-s | 35943 | 2016-01-13 | Warranty | 2016-01-13 |  |  | Maquet | [5 empty] | Received from Banjara | 700000 | Reusable Patient tube,Test Lung,Calibration Tube, Support Arm, Gas tubings(Air,Oxygen).
23 | ICU | Ventilator | HYD-BME-0307-MU-MIU-CCE-01 | Servo - S | 4872 | 2007-03-24 | CMC | 2016-04-01 | 2017-03-31 | 50067 | Maquet | [6 empty] | 575000 | Reusable Patient tube,Test Lung,Calibration Tube, Support Arm, Gas tubings(Air,Oxygen). | 18POR0073444 | 2006-12-07
24 | ICU | Ventilator | HYD-BME-0307-MU-NEU-CCE-01 | Servo - I | 27269 | 2007-03-27 | CMC | 2016-04-01 | 2017-03-31 | 57205 | Maquet | [5 empty] | INS FROM NICU | 875000 | Reusable Patient tube,Neonatal Test Lung,Calibration Tube, Support Arm, Gas tubings(Air,Oxygen). | 18POR0073444 | 2006-12-07
25 | ICU | Ventilator | HYD-BME-0116-MU-MIU-CCE-22 | Sevo-s | 35942 | 2016-01-13 | Warranty | 2016-01-13 | 2017-01-12 |  | Maquet | [5 empty] | Received from Banjara |  | Reusable Patient tube,Test Lung,Calibration Tube, Support Arm, Gas tubings(Air,Oxygen). | NA | NA
26 | ICU | Monitor | HYD-BME-1214-MU-MICU-CCE-01 | MP20 | DE48087149 | 2014-12-15 | CMC | 2016-04-01 | 2017-03-31 | 9250 | Philips | [5 empty] | No Remarks | 185000 | 3 Lead ECG Main cable with lead set, Saturation Main Cable with fingure probe,NIBP Main cable with adult cuff. | 17140001579 | 2014-09-01
27 | ICU | Monitor Mec2000 | HYD-BME-1009-MU-CATH-CCE-01 | MEC2000 | CV88100846 | 2009-01-30 | Biomedical |  |  |  | EMERGENT MEDI-TECH | [5 empty] | Present in HDU | 85000 | 3 Lead ECG Main cable with lead set, Saturation Main Cable with fingure probe,NIBP Main cable with adult cuff, Nasal CO2 sample line pediatric and adult 2 sets, dry line gas sample line 2 sets, water traps 2 Nos, Mouth pieces 2 Nos, Sample line Extensions 2 sets. | 92POR0000422 | 2008-10-03
28 | ICU | Monitor | VIJ-BME-0705-PC-CTU-CCE-05 | MP20 | DE50405760 | 2005-07-04 | CMC | 2016-04-01 | 2017-03-31 | 15881 | Philips | [5 empty] | No Remarks | 260000 | 3 Lead ECG Main cable with lead set, Saturation Main Cable with fingure probe,NIBP Main cable with adult cuff. | NA | NA
29 | ICU | Monitor | VIJ-BME-0705-PC-ICU-CCE-08 | MP20 | DE50405783 | 2005-07-04 | CMC | 2016-04-01 | 2017-03-31 | 15881 | Philips | [5 empty] | No Remarks | 260000 | 3 Lead ECG Main cable with lead set, Saturation Main Cable with fingure probe,NIBP Main cable with adult cuff. | NA | NA
30 | ICU | Monitor | HYD-BME-1214-MU-ICU-CCE-27 | MP20 | DE48087169 | 2014-12-15 | CMC | 2016-04-01 | 2017-03-31 | 9250 | Philips | [5 empty] | No Remarks | 185000 | 3 Lead ECG Main cable with lead set, Saturation Main Cable with fingure probe,NIBP Main cable with adult cuff. | 17140001579 | 2014-09-01
31 | ICU | Monitor | HYD-BME-0516-MU-ICU-CAR-01 | INTELLIVE MX430 | DE54800958 | 2016-05-13 | Warranty | 2016-05-13 | 2017-05-13 |  | Philips | [5 empty] | this machine is order for care secunder depending upon load ,taken this monitor here and given one technocare monitor to secunderabad | 161853 | 3 Lead ECG Main cable with lead set, Saturation Main Cable with fingure probe,NIBP Main cable with adult cuff. | 217150003008 | 2015-12-23
32 | ICU | Monitor | HYD-BME-0307-MU-SIU-CCE-02 | Mediaid M-9000 | W68H38881O | 2007-03-21 | Biomedical |  |  |  | Advanced micronic devices Ltd. | [5 empty] | Present in ICCU | 221950 | 3 Lead ECG Main cable with lead set, Saturation Main Cable with fingure probe,NIBP Main cable with adult cuff, Nasal CO2 sample line pediatric and adult 2 sets, dry line gas sample line 2 sets, water traps 2 Nos, Mouth pieces 2 Nos, Sample line Extensions 2 sets. | 18POR0072999 | 2006-11-17
33 | ICU | Monitor | HYD-BME-0307-MU-ICU-CCE-09 | Mediaid M-9000 | W68H38851O | 2007-03-21 | Biomedical |  |  |  | Advanced micronic devices Ltd. | [5 empty] | Present in MICU | 91950 | 3 Lead ECG Main cable with lead set, Saturation Main Cable with fingure probe,NIBP Main cable with adult cuff. | 18POR0072999 | 2006-11-17
34 | ICU | Monitor | HYD-BME-0307-MU-MIU-CCE-02 | Mediaid M-9000 | W68H38991O | 2007-03-21 | Biomedical |  |  |  | Advanced micronic devices Ltd. | [5 empty] | Later Upgraded for ETCO2 w.r.t order no. 90POR0009060, dt. 27/06/2007 & Cost of the Moniotr Stand Present in ICCU | 221950 | 3 Lead ECG Main cable with lead set, Saturation Main Cable with fingure probe,NIBP Main cable with adult cuff, Nasal CO2 sample line pediatric and adult 2 sets, dry line gas sample line 2 sets, water traps 2 Nos, Mouth pieces 2 Nos, Sample line Extensions 2 sets. | 18POR0072999 | 2006-11-17
35 | ICU | Monitor | HYD-BME-0307-MU-MIU-CCE-05 | Mediaid M-1000 | AQ68B8700 | 2007-03-21 | Biomedical |  |  |  | Advanced micronic devices Ltd. | [5 empty] | Cost of the Monitor Stand Included Present in ICCU | 91950 | 3 Lead ECG Main cable with lead set, Saturation Main Cable with fingure probe,NIBP Main cable with adult cuff. | 18POR0072999 | 2006-11-17
36 | ICU | Monitor | HYD-BME-0307-MU-PAU-CCE-03 | Mediaid M-1000 | AQ68B8672 | 2007-03-21 | Biomedical |  |  |  | Advanced micronic devices Ltd. | [5 empty] | INS FROM NSS | 91950 | 3 Lead ECG Main cable with lead set, Saturation Main Cable with fingure probe,NIBP Main cable with adult cuff. | 18POR0072999 | 2006-11-17
37 | ICU | Monitoir | HYD-BME-0217-MU-MIU-CCE-23 | MX 430 | DE540801886 | 2017-02-28 | Warranty | 2017-02-28 | 2018-02-27 |  | Philips | [6 empty] | 182351 | ECG cable,spo2 probe,Nibp cuff and hose cable power cord | 217170000194 | 2016-04-14
38 | ICU | Defibrillator | HYD-BME-0407-MU-ICU-CCE-18 | Heartstart XL | US00448592 | 2007-04-02 | CMC | 2016-04-01 | 2017-03-31 | 16884 | Philips | [5 empty] | No Remarks | 250000 | 3 Lead ECG Cable, External paddles cable with pads,pacer cable. | 18POR0073207 | 2006-11-24
39 | ICU | Defibrillator | HYD-BME-0407-MU-MIU-CCE-01 | Heartstart XL | US00448595 | 2007-04-02 | CMC | 2016-04-01 | 2017-03-31 | 17015 | Philips | [5 empty] | No Remarks | 175000 | 3 Lead ECG Cable, External paddles cable with pads. | 18POR0073207 | 2006-11-24
40 | ICU | BIPAP | HYD-BME-0507-MU-ICU-CCE-19 | VIVO 30 | V-160508 | 2007-05-21 | Biomedical |  |  |  | S N Marketing | [5 empty] | No Remarks | 176800 | Full Face mask, Hose, Patient tube. | 92POR0000017 | 2007-05-02
41 | ICU | Patient warmer | HYD-BME-0607-MU-ICU-CCE-22 | Bair Hugger | 75198 | 2007-06-12 | Biomedical |  |  |  | BL Life Science pvt Ltd. | [5 empty] | No Remarks | 90000 | Patient blancket hose | 92POR0000026 | 2007-05-28
42 | ICU | ECG Machine | HYD-BME-1014-MU-ICU-CCE-26 | TC-20 | CN91405733 | 2014-10-27 | CMC | 2016-04-01 | 2017-03-31 | 7250 | PHILIPS | [5 empty] | No Remarks | 145000 | 10 Lead ECG Module # USDO622208 with lead set, 6 Chest electrodes,4 Limb clamps. | 17140001378 | 2014-07-08
43 | ICU | Portable echo machine | HYD-BME-0217-MU-ICU-CCE-24 | Edge | 0474C7 | 2017-02-28 | Warranty | 2017-03-13 | 2022-03-12 |  | Sonosite | [5 empty] | Under buyback offer instead of Micromax | 1543000 | C60xi/5-2MHz s.no 0475BL,HFL38x/13-6MHz s.no 047G2V, P21x/5-1 MHz s.no 04760L, Minidock,power suplly cord,TTC,Edge stand. | 217170004447 | 2017-02-04
44 | ICU | Syringe Pump | HYD-BME-0307-MU-ICU-CCE-10 | Injectomat Agilia | 18090 / 19741309 | 2007-03-31 | Biomedical |  |  |  | Fresenius Kabi | [5 empty] | Cost is in US Dollars 0f 555 coverted to Rupees i.e. 1 dollar = 41 Rs as on the date of 07/07/2007 PRESENT IN MICU | 22755 | Pole clamp | 18POR0073437 | 2006-12-07
45 | ICU | Syringe Pump | HYD-BME-0307-MU-ICU-CCE-11 | Injectomat Agilia | 18090 / 19741310 | 2007-03-31 | Biomedical |  |  |  | Fresenius Kabi | [5 empty] | Cost is in US Dollars 0f 555 coverted to Rupees i.e. 1 dollar = 41 Rs as on the date of 07/07/2007 PRESENT IN MICU | 22755 | Pole clamp | 18POR0073437 | 2006-12-07
46 | ICU | Syringe Pump | HYD-BME-0307-MU-ICU-CCE-12 | Injectomat Agilia | 18090 / 19741311 | 2007-03-31 | Biomedical |  |  |  | Fresenius Kabi | [5 empty] | Cost is in US Dollars 0f 555 coverted to Rupees i.e. 1 dollar = 41 Rs as on the date of 07/07/2007 PRESENT IN 302 | 22755 | Pole clamp | 18POR0073437 | 2006-12-07
47 | ICU | Syringe Pump | HYD-BME-0307-MU-ICU-CCE-15 | Injectomat Agilia | 18090 / 19741314 | 2007-03-31 | Biomedical |  |  |  | Fresenius Kabi | [5 empty] | Cost is in US Dollars 0f 555 coverted to Rupees i.e. 1 dollar = 41 Rs as on the date of 07/07/2007 | 22755 | Pole clamp | 18POR0073437 | 2006-12-07
48 | ICU | Syringe Pump | HYD-BME-0217-MU-MIU-CCE-22 | Injectomat Agilia | 018090/23252823 | 2017-02-08 | Warranty | 2017-02-08 | 2020-02-07 |  | Fresenius Kabi | [6 empty] | 30443 | Poleclamp, powercord | 217170003344 | 2016-11-21
49 | ICU | Syringe Pump | HYD-BME-0307-MU-MIU-CCE-08 | Injectomat Agilia | 18090 / 19741345 | 2007-03-31 | Biomedical |  |  |  | Fresenius Kabi | [5 empty] | Cost is in US Dollars 0f 555 coverted to Rupees i.e. 1 dollar = 41 Rs as on the date of 07/07/2007 Present in ICCU | 22755 | Pole Clamp | 18POR0073437 | 2006-12-07
50 | ICU | Syringe Pump | HYD-BME-0307-MU-MIU-CCE-09 | Injectomat Agilia | 18090 / 19741346 | 2007-03-31 | Biomedical |  |  |  | Fresenius Kabi | [5 empty] | Cost is in US Dollars 0f 555 coverted to Rupees i.e. 1 dollar = 41 Rs as on the date of 07/07/2007 Present in ICCU | 22755 | Pole Clamp | 18POR0073437 | 2006-12-07
51 | ICU | Syringe Pump | HYD-BME-0307-MU-MIU-CCE-10 | Injectomat Agilia | 18090 / 19741347 | 2007-03-31 | Biomedical |  |  |  | Fresenius Kabi | [5 empty] | Cost is in US Dollars 0f 555 coverted to Rupees i.e. 1 dollar = 41 Rs as on the date of 07/07/2007 | 22755 | Pole Clamp | 18POR0073437 | 2006-12-07
52 | ICU | Syringe Pump | HYD-BME-0307-MU-MIU-CCE-11 | Injectomat Agilia | 18090 / 19741348 | 2007-03-31 | Biomedical |  |  |  | Fresenius Kabi | [5 empty] | Cost is in US Dollars 0f 555 coverted to Rupees i.e. 1 dollar = 41 Rs as on the date of 07/07/2007 Present in ICCU | 22755 | Pole Clamp | 18POR0073437 | 2006-12-07
53 | ICU | Syringe Pump | HYD-BME-MU-CATH-05 | Injectomat Agilia | 18090/19741261 | 2007-03-31 | Biomedical |  |  |  | Fresenius Kabi | [5 empty] | Cost is in US Dollars 0f 555 coverted to Rupees i.e. 1 dollar = 41 as on the date of 07/07/2007 INS FROM CTL | 22755 | Pole clamp | 18P0R0073437 | 2006-12-07
54 | ICU | Syringe Pump | HYD-BME-0307-MU-MIU-CCE-13 | Injectomat Agilia | 18090 / 19741350 | 2007-03-31 | Biomedical |  |  |  | Fresenius Kabi | [5 empty] | Cost is in US Dollars 0f 555 coverted to Rupees i.e. 1 dollar = 41 Rs as on the date of 07/07/2007 | 22755 | Pole Clamp | 18POR0073437 | 2006-12-07
55 | ICU | Syringe Pump | SU-BME--SU-ICU-CCE-01 | Injectomat Agilia | 18090/20015811 |  | Biomedical |  |  |  | Fresenius Kabi | [5 empty] | FROM SURATH | 22755 | Pole Clamp
56 | ICU | Infusion Pump | HYD-BME-0107-MU-MIU-CCE-14 | Infusomat P | 32188 | 2007-01-05 | Biomedical |  |  |  | B Braun | [5 empty] | No Remarks | 44000 | Pole Clamp | 18POR0073187 | 2006-11-24
57 | ICU | Infusion Pump | HYD-BME-0107-MU-ICU-CCE-16 | Infusomat P | 32183 | 2007-01-05 | Biomedical |  |  |  | B Braun | [5 empty] | No Remarks | 44000 | Pole clamp | 18POR0073187 | 2006-11-24
58 | ICU | Infusion Pump | HYD-BME-0107-MU-ICU-CCE-17 | Infusomat P | 32157 | 2007-01-05 | Biomedical |  |  |  | B Braun | [5 empty] | Present ni MICU | 44000 | Pole clamp | 18POR0073187 | 2006-11-24
59 | ICU | Infusion Pump | HYD-BME-0107-MU-MIU-CCE-16 | Infusomat P | 32168 | 2007-01-05 | Biomedical |  |  |  | B Braun | [5 empty] | No Remarks | 44000 | Pole Clamp | 18POR0073187 | 2006-11-24
60 | SDI | Monitor | HYD-BME-0215-MU-SDICU-CCE-01 | Truscope -II | M0003E010159 | 2015-02-13 | warranty | 2015-02-13 | 2018-02-13 |  | SCHILLLER | [5 empty] | NO REMARKS | 75000 | 3 Lead ECG Main cable with lead set, Saturation Main Cable with fingure probe,NIBP Main cable with adult cuff. With stand | 17140003023 | 2015-01-30
61 | SDI | Monitor | HYD-BME-0215-MU-SDICU-CCE-02 | Truscope -II | M0003E0182 | 2015-02-13 | warranty | 2015-02-13 | 2018-02-13 |  | SCHILLLER | [5 empty] | NO REMARKS | 75000 | 3 Lead ECG Main cable with lead set, Saturation Main Cable with fingure probe,NIBP Main cable with adult cuff. With stand | 17140003023 | 2015-01-30
62 | SDI | Monitor | HYD-BME-0215-MU-SDICU-CCE-03 | Truscope -II | M0003E010187 | 2015-02-13 | warranty | 2015-02-13 | 2018-02-13 |  | SCHILLLER | [5 empty] | NO REMARKS | 75000 | 3 Lead ECG Main cable with lead set, Saturation Main Cable with fingure probe,NIBP Main cable with adult cuff. With stand | 17140003023 | 2015-01-30
63 | SDI | Monitor | HYD-BME-0215-MU-SDICU-CCE-04 | Truscope -II | M0003E010189 | 2015-02-13 | warranty | 2015-02-13 | 2018-02-13 |  | SCHILLLER | [5 empty] | NO REMARKS | 75000 | 3 Lead ECG Main cable with lead set, Saturation Main Cable with fingure probe,NIBP Main cable with adult cuff. With stand | 17140003023 | 2015-01-30
64 | SDI | Syringe Pump | SUR-BME- | Injectomat Agilia |  |  | Biomedical |  |  |  | Fresenius Kabi | [5 empty] | FROM SURATH | 22755 | Pole Clamp
65 | SDI | Syringe Pump | HYD-BME-0307-MU-NEU-CCE-05 | Injectomat Agilia | 18090 / 19741293 | 00/07/08 | Biomedical |  |  |  | Fresenius Kabi | [5 empty] | FROM PUNE | 22755 | Pole Clamp | NA | NA
66 | SDI | Syringe Pump | HYD-BME-0307-MU-GOT-CCE-04 | Injectomat Agilia | 18090 / 19741300 | 2007-03-31 | Biomedical |  |  |  | Fresenius Kabi | [5 empty] | Cost is in US Dollars 0f 555 coverted to Rupees i.e. 1 dollar = 41 Rs as on the date of 07/07/2007 (INTERNAL TRANSFOR TO sdicu-1) | 22755 | Pole Clamp | 18POR0073437 | 2006-12-07
67 | SDI | Defibrillator | SUR-BME- | Heartstart XL | US00461921 | NA | Biomedical |  |  |  | Philips | [5 empty] | CAME FROM SUrath equipments cost menction approximately | 175000 | Powercard ,ecg cable ,paddles | NA | NA
68 | [20 empty] | 0
69 | SIU | Ventilator | HYD-BME-0307-MU-SIU-CCE-01 | Servo - S | 4874 | 2007-03-27 | CMC | 2016-04-01 | 2017-03-31 | 50067 | Maquet | [5 empty] | cmc expaired | 575000 | Reusable Patient tube,Test Lung,Calibration Tube, Support Arm, Gas tubings(Air,Oxygen).
70 | SIU | Monitor | HYD-BME-0307-MU-SIU-CCE-03 | Mediaid M-1000 | AQ68B8417 | 2007-03-21 | Biomedical |  |  |  | Advanced micronic devices Ltd. | [5 empty] | No Remarks | 91950 | 3 Lead ECG Main cable with lead set, Saturation Main Cable with fingure probe,NIBP Main cable with adult cuff. | 18POR0073444 | 2006-12-07
71 | SIU | Monitor | HYD-BME-0307-MU-SIU-CCE-04 | Mediaid M-1000 | AQ68B8570 | 2007-03-21 | Biomedical |  |  |  | Advanced micronic devices Ltd. | [5 empty] | No Remarks | 91950 | 3 Lead ECG Main cable with lead set, Saturation Main Cable with fingure probe,NIBP Main cable with adult cuff. | 18POR0072999 | 2006-11-17
72 | SIU | Monitor | HYD-BME-0307-MU-GSE-CCE-01 | Mediaid M-1000 | AQ68B8531 | 2007-03-21 | Biomedical |  |  |  | Advanced micronic devices Ltd. | [5 empty] | INS FROM GSE | 91950 | 3 Lead ECG Main cable with lead set, Saturation Main Cable with fingure probe,NIBP Main cable with adult cuff. | 18POR0072999 | 2006-11-17
73 | SIU | Monitor | HYD-BME-0307-MU-PAU-CCE-01 | Mediaid M-1000 | AQ68B8441 | 2007-03-21 | Biomedical |  |  |  | Advanced micronic devices Ltd. | [5 empty] | No Remarks | 91950 | 3 Lead ECG Main cable with lead set, Saturation Main Cable with fingure probe,NIBP Main cable with adult cuff. | 18POR0072999 | 2006-11-17
74 | SIU | Syringe Pump | HYD-BME-0307-MU-SIU-CCE-07 | Injectomat Agilia | 18090/19741280 | 2007-03-31 | Biomedical |  |  |  | Fresenius Kabi | [5 empty] | No Remarks | 22755 | Pole clamp | 18POR0072999 | 2006-11-17
75 | SIU | Syringe Pump | HYD-BME-0307-MU-SIU-CCE-08 | Injectomat Agilia | 18090 / 19741281 | 2007-03-31 | Biomedical |  |  |  | Fresenius Kabi | [5 empty] | No Remarks | 22755 | Pole clamp | 18P0R0073437 | 2006-12-07
76 | SIU | Syringe Pump | HYD-BME-0307-MU-SIU-CCE-09 | Injectomat Agilia | 18090 / 19741282 | 2007-03-31 | Biomedical |  |  |  | Fresenius Kabi | [5 empty] | No Remarks | 22755 | Pole clamp | 18P0R0073437 | 2006-12-07
77 | SIU | Syringe Pump | HYD-BME-0307-MU-SIU-CCE-10 | Injectomat Agilia | 18090 / 19741283 | 2007-03-31 | Biomedical |  |  |  | Fresenius Kabi | [5 empty] | No Remarks | 22755 | Pole clamp | 18P0R0073437 | 2006-12-07
78 | SIU | Syringe Pump | HYD-BME-0307-MU-SIU-CCE-11 | Injectomat Agilia | 18090 / 19741284 | 2007-03-31 | Biomedical |  |  |  | Fresenius Kabi | [5 empty] | No Remarks | 22755 | Pole clamp | 18P0R0073437 | 2006-12-07
79 | SIU | Syringe Pump | HYD-BME-0307-MU-SIU-CCE-12 | Injectomat Agilia | 18090 / 19741285 | 2007-03-31 | Biomedical |  |  |  | Fresenius Kabi | [5 empty] | No Remarks | 22755 | Pole clamp | 18P0R0073437 | 2006-12-07
80 | SIU | Patient warmer | HYD-BME-0407-MU-SIU-CCE-16 | Bair Hugger | 73585 | 2007-04-02 | Biomedical |  |  |  | BL Life Science pvt Ltd. | [5 empty] | No Remarks | 90000 | Patient blancket hose | 18P0R0073437 | 2006-12-07
81 | SIU | Monitor | HYD-BME-0107-MU-SIU-CCE-17 | MP20 | DE72846180 | 2007-01-01 | CMC | 2016-04-01 | 2017-03-31 | 20593 | Philips | [5 empty] | No Remarks | 260000 | 3 Lead ECG Main cable with lead set, Saturation Main Cable with fingure probe,NIBP Main cable with adult cuff. | 18POR0073168 | 2006-11-23
82 | SIU | Defibrillator | SUR-BME- | DFM100 | CN32600080 | [5 empty] | Philips | [5 empty] | came from care surath | 220000 | 3 Lead ECG Cable, External paddles cable with pads, | NA | NA
83 | NEU | Infant Warmer | HYD-BME-0307-MU-NEU-CCE-12 | NWST-100 | 2650 | 2007-03-30 | Biomedical |  |  |  | Phoenix Medical systems Pvt Ltd | [5 empty] | No Remarks | 48790 | Temperature probe
84 | NEU | Phhototherapy | HYD-BME-0307-MU-NEU-CCE-13 | PT 104 / PB 100 | 2289 / 2234 | 2007-03-30 | Biomedical |  |  |  | Phoenix Medical systems Pvt Ltd | [5 empty] | No Remarks | 29790 | No Accessories | 18POR0072994 | 2006-11-17
85 | NEU | Apnea Monitor | HYD-BME-0307-MU-NEU-CCE-14 | AM-100 | 1010 | 2007-03-30 | Biomedical |  |  |  | Phoenix Medical systems Pvt Ltd | [5 empty] | No Remarks | 22790 | Adaptor and sensor probe | 18POR0072994 | 2006-11-17
86 | NEU | Syringe Pump | SUR-BME- | Injectomat Agilia |  |  | Biomedical |  |  |  | Fresenius Kabi | [5 empty] | FROM SURATH | 22755 | Pole clamp | 18POR0072994 | 2006-11-17
87 | NEU | Foetal Monitor | HYD-BME-0417-MU-NEU-CCE-01 | FM 9534 |  |  | Warranty |  |  |  | BPL Ltd. | [5 empty] | No Remarks | 119600 | Ultrasound Transducer # U10517 , TOCO Transducer # T8042
88 | 2GW | Monitor | SUR | Mediaid M-1000 |  |  | Biomedical |  |  |  | Advanced micronic devices Ltd. | [6 empty] | 91950 | 3 Lead ECG Main cable with lead set, Saturation Main Cable with Neonatal fingure probe,NIBP Main cable with adult cuff.
89 | MIU | Monitor | HYD-BME-0215-MU-MICU-CCE-20 | Technocare | 1412M050 | 2015-02-20 | Warranty | 2015-02-20 | 2018-02-20 |  | Srimedical | [5 empty] | No Remarks | 60000 | 3 Lead ECG Main cable with lead set, Saturation Main Cable with fingure probe,NIBP Main cable with adult cuff. With stand
90 | ERC | Syringe Pump | PUN-BME-0708-LC-ERC-CCE-02 | Injectomat Agilia | 19983440 | 00/07/08 | Biomedical |  |  |  | Fresenius Kabi | [5 empty] | FROM PUNE present in labour room | 22755 | Pole Clamp | 17140003024 | 2015-01-30
91 | CTU | Monitor | HYD-BME-0109-MU-CTICU-CCE-01 | MEC2000 | CV88100855 | 2009-01-30 | Biomedical |  |  |  | EMERGENT MEDI-TECH | [5 empty] | FROM PUNE | 85000 | 3 Lead ECG Main cable with lead set, Saturation Main Cable with fingure probe,NIBP Main cable with adult cuff, Nasal CO2 sample line pediatric and adult 2 sets, dry line gas sample line 2 sets, water traps 2 Nos, Mouth pieces 2 Nos, Sample line Extensions 2 sets. | NA | NA
92 | CTU | Monitor Mp20 | HYD-BME-MU-CTICU-CCE-02 | Mp20 | DE72830648 | 2007-07-01 | CMC | 2016-04-01 | 2017-03-31 | 20593 | Philips | [5 empty] | Present in OT, | 260000 | ECG,SPO2,NIBP,Press,Temp Modulewith 5 Lead ECG Main cable with lead set, saturation probe,NIBP main cable with adult cuff. 2 Press,Temp, | 92POR0000422 | 2008-10-03
93 | CTU | Monitor Mp20 | HYD-BME-MU-CTICU-CCE-03 | Mp20 | DE72846168 | 2007-07-01 | CMC | 2016-04-01 | 2017-03-31 | 20593 | Philips | [5 empty] | No Remarks | 260000 | ECG,SPO2,NIBP,Press,Temp Modulewith 5 Lead ECG Main cable with lead set, saturation probe,NIBP main cable with adult cuff. 2 Press,Temp, | NA | NA
94 | CTU | Ventilator | HYD-BME-MU-CTICU-CCE-08 | Servo - s | 8577 | 2007-07-01 | CMC | 2016-04-01 | 2017-03-31 | 50067 | Maquet | [6 empty] | 575000 | Reusable Patient tube,Test Lung,Calibration Tube, Support Arm, Gas tubing’s(Air,Oxygen). | NA | NA
95 | CTU | Ventilator | HYD-BME-MU-CTICU-CCE-09 | Servo - s | 8576 | 2007-07-01 | CMC | 2016-04-01 | 2017-03-31 | 50067 | Maquet | [6 empty] | 575000 | Reusable Patient tube,Test Lung,Calibration Tube, Support Arm, Gas tubing’s(Air,Oxygen). | NA | NA
96 | CTU | Pacemaker | HYD-BME-0407-MU-ICU-CCE-21 | EV4543 | MVBX7270 | 2007-04-04 | Biomedical |  |  |  | Bio-Care Medical Systems | [5 empty] | FROM PUNE | 68000 | "Patient extension cable (Length 2.5mm ) # 42220""Patient extension cable (Length 2.5mm ) # 42220" | NA | NA
97 | CTU | Pacemaker | HYD-BME-0407-MU-CATH-CCE-22 | EV4543 | k1928 | 2009-12-10 | Biomedical |  |  |  | Pace Medical INC Waltham | [5 empty] | FROM PUNE | 83200 | "Patient extension cable (Length 2.5mm ) # 42220""Patient extension cable (Length 2.5mm ) # 42220" | 18POR0073008 | 2006-11-17
98 | CTU | Defibrillator | HYD-BME-0407-MU-SIU-CCE-15 | Heartstart XL | US00448594 | 2007-04-02 | CMC | 2016-04-01 | 2017-03-31 | 17015 | Philips | [5 empty] | No Remarks | 250000 | 3 Lead ECG Cable, External paddles cable with pads,pacer cable. | 92POR0000437 | 2008-11-11
99 | CTU | Patient warmer | HYD-BME-MU-CTICU-CCE-16 | Bair Hugger | 77078 | 2007-06-12 | Biomedical |  |  |  | BL Life Science pvt Ltd. | [5 empty] | FROM PUNE | 90000 | Patient blancket hose | 18POR0073207 | 2006-11-24
100 | CTU | Blood warmer | HYD-BME- 1114-MU-CTICU-CCE-01 | NA | NA | 2014-11-26 | Biomedical |  |  |  | SREEMEDICALS | [5 empty] | No Remarks | 55125 | Power cable | 92POR0000026 | 2007-05-28
101 | CTU | Infusion Pump | PUNE-BME-0001-LC-CTICU-CCE-06 | optimavs | 027290/19834974 | 2010-01-06 | Biomedical |  |  |  | fresenius Kabi | [5 empty] | FROM PUNE | 44000 | Pole Clamp | 17140002457 | 2014-11-24
102 | CTU | Infusion Pump | PUNE-BME-0001-LC-CTICU-CCE-05 | optimavs | 027290/19834971 | 2010-01-06 | Biomedical |  |  |  | fresenius Kabi | [5 empty] | FROM PUNE | 44000 | Pole Clamp | NA | NA
103 | CTU | Syringe Pump | HYD-BME-MU-CTICU-CCE-04 | Injectomat Agilia | 18090 / 19983441 | 2007-07-01 | Biomedical |  |  |  | Fresenius Kabi | [5 empty] | FROM PUNE | 22755 | Pole clamp | NA | NA
104 | CTU | Syringe Pump | HYD-BME-0307-MU-GOT-CCE-06 | Injectomat Agilia | 18090 / 19741302 | 2007-03-31 | Biomedical |  |  |  | Fresenius Kabi | [5 empty] | Cost is in US Dollars 0f 555 coverted to Rupees i.e. 1 dollar = 41 Rs as on the date of 07/07/2007 (INTERNAL TRANSFOR FROM OT ) | 22755 | Pole Clamp | NA | NA
105 | CTU | Syringe Pump | HYD-BME-0307-MU-GOT-CCE-07 | Injectomat Agilia | 18090 / 19741303 | 2007-03-31 | Biomedical |  |  |  | Fresenius Kabi | [5 empty] | Cost is in US Dollars 0f 555 coverted to Rupees i.e. 1 dollar = 41 Rs as on the date of 07/07/2007 (INTERNAL TRANSFOR FROM OT ) | 22755 | Pole Clamp | 18POR0073437 | 2006-12-07
106 | CTU | Syringe Pump | PUN-BME-LC-COT-OTE-1 | Injectomat Agilia | 18090 / 19983443 | 2010-01-06 | Biomedical |  |  |  | Fresenius Kabi | [5 empty] | shifted from pune (LC) (INTERNAL TRANSFOR FROM OT ) | 22755 | Pole Clamp | 18POR0073437 | 2006-12-07
107 | CTU | Syringe Pump | PUN-BME-0610-LC-ERC-CCE-09 | Injectomat Agilia | 18090/19741266 | 2010-06-01 | Biomedical |  |  |  | Fresenius Kabi | [5 empty] | shifted from pune (LC) (INTERNAL TRANSFOR FROM OT ) | 22755 | Pole Clamp | NA | NA
108 | CTU | Syringe Pump | PUN-BME-0708-LC-ERC-CCE-09 | Injectomat Agilia | 18090/19983341 | 00/07/08 | Biomedical |  |  |  | Fresenius Kabi | [5 empty] | shifted from pune (LC) | 22755 | Pole Clamp | NA | NA
109 | CTU | Syringe Pump | PUN-BME-LC-ERC-CCE-10 | Injectomat Agilia | 18090/19741288 | 00/00/07 | Biomedical |  |  |  | Fresenius Kabi | [5 empty] | shifted from pune (LC) | 22755 | Pole Clamp | NA | NA
110 | CTU | Syringe Pump | HYD-BME-0307-MU-NEU-CCE-06 | Injectomat Agilia | 18090 / 19741294 | 2007-03-31 | Biomedical |  |  |  | Fresenius Kabi | [5 empty] | Cost is in US Dollars 0f 555 coverted to Rupees i.e. 1 dollar = 41 Rs. as on the date of 07/07/2007 INT FROM NICU | 22755 | Pole Clamp | NA | NA
111 | CTU | Syringe Pump | HYD-BME-0307-MU-NEU-CCE-07 | Injectomat Agilia | 18090 / 19741295 | 2007-03-31 | Biomedical |  |  |  | Fresenius Kabi | [5 empty] | Cost is in US Dollars 0f 555 coverted to Rupees i.e. 1 dollar = 41 Rs. as on the date of 07/07/2007 INT FROM NICU | 22755 | Pole Clamp | 18P0R0073437 | 2006-12-07
112 | CTU | Syringe Pump | HYD-BME-0317-MU-NEU-CCE-27 | Injectomat Agilia | 23253136 | 2017-02-08 | Warranty | 2017-02-08 | 2020-02-07 |  | Fresenius Kabi | [6 empty] | 30443 | Poleclamp, powercord | 18P0R0073437 | 2006-12-07
113 | CTU | Syringe Pump | HYD-BME-0317-MU-NEU-CCE-28 | Injectomat Agilia | 23252817 | 2017-02-08 | Warranty | 2017-02-08 | 2020-02-07 |  | Fresenius Kabi | [6 empty] | 30443 | Poleclamp, powercord | 217170003344 | 2016-11-21
114 | CTU | Syringe Pump | HYD-BME-0317-MU-NEU-CCE-29 | Injectomat Agilia | 23253137 | 2017-02-08 | Warranty | 2017-02-08 | 2020-02-07 |  | Fresenius Kabi | [6 empty] | 30443 | Poleclamp, powercord | 217170003344 | 2016-11-21
115 | PCW | Monitor | HYD-BME-0307-ICU-CCE-08 | Mediaid M-1000 | AQ68B8425 | 2007-03-21 | Biomedical |  |  |  | Advanced micronic devices Ltd. | [5 empty] | No Remarks | 91950 | 3 Lead ECG Main cable with lead set, Saturation Main Cable with fingure probe,NIBP Main cable with adult cuff. | 217170003344 | 2016-11-21
116 | CSD | Vaertical Steam Sterilizer | HYD-BME-0407-MU-CSD-SUP-01 | vertical | NA | 2007-04-20 | Biomedical |  |  |  | Asian Surgical Company | [5 empty] | USED IN LAB-M (SERIAL NUMBER NOT AVAILABLE) | 91520 | Power cable, gauges | 18POR0072999 | 2006-11-17
117 | CSD | Horizontal Sterilizer | HYD-BME-0407-MU-CSD-SUP-02 | horzontal | NA | 2007-04-20 | AMC | 2016-04-01 | 2017-03-31 | 15400 | Asian Surgical Company | [5 empty] | SERIAL NUMBER NOT AVAILABLE (LAB-M) | 544960 | Temperature Recorder for the above sterilize | 92POR0000005 | 2007-04-05
118 | CSD | Vertical Steam Sterilizer (small) | HYD-BME-1207-MU-CSD-SUP-03 | vertical | NA | 2007-12-08 | Biomedical |  |  |  | Asian Surgical Company | [5 empty] | USED IN LAB-M (SERIAL NUMBER NOT AVAILABLE) COOCKER TYPE (LAB-M) | 91520 | Power cable, gauges | 92POR0000004 | 2007-04-05
119 | GOT | Monitor | HYD-BME-0407-MU-GOT-CCE-01 | MP20 | DE62222570 | 2007-04-02 | CMC | 2016-04-01 | 2017-03-31 | 19224 | Philips | [5 empty] | No Remarks | 260000 | ECG,SPO2,NIBP,Press,Temp Module # DE632G4305 with 5 Lead ECG Main cable with lead set, saturation probe,NIBP main cable with adult cuff. 2 Press,Temp, ETCO2 Main stream Module # DE52403026 with ETCO2 Sensor, adult and pediatric adaptor. | NA | 2000-01-01
120 | GOT | Anaesthesia Machine | HYD-BME-0307-MU-GOT-OTE-01 | Aestiva/5 7100 | AMVK00647 | 2007-03-29 | CMC | 2016-04-01 | 2017-03-31 | 43697.3 | Datex Ohmeda | [5 empty] | NO Remarks | 725000 | Vapourizer Isoflurane # BEGK04183, Patient Circuit,Rebreathing bag, Masks,Flow sensor module,Leak test device,Gas tubings (Air,oxygen,Nitrous oxide ). | 18POR0073028 | 2006-11-18
121 | GOT | OT Table | HYD-BME-0307-MU-GOT-OTE-02 | "SS-1200 Coagunate""SS-1200 Coagunate""SS-1200 Coagunate" | NA | 2007-03-26 | Biomedical |  |  |  | SISCO | [5 empty] | Neuro Attachments bought Later w.r.t to PO No. 90POR0008048, dt. 30/05/2007, costing 84864. | 499969 | Standard Accessories : Cognate with Remote control 1 No, L Shaped Anaesthesia frame 1 No, Shoulder support with pad 1 pair, Arm board with pad 2 pairs, Ateral support with pad 1 pair,Wrist strap 1 pair, Knee crutches goepel type 1 pair, mattress for table 1 set. Orthopedic attachment: ortho leg traction attachment 1 No, Hand traction device 1 No, M type face head rest 1 No, oplital support 1 No, HIP nailing support 1 No,Radio translucent top for hand operating table 1 No,Tibia support L shaped knee 1 No, steinman pin holding clamps 1 No, Spinal bridge 1 No.Neuro Attachments for OT Table (3 Pin retra Headre, Prone & Sitting Position) | 18POR0072993 | 2006-11-17
122 | GOT | OT Light | HYD-BME-0507-MU-GOT-OTE-03 | "H6ECO/ H6ECO.CIF""H6ECO/ H6ECO.CIF""H6ECO/ H6ECO.CIF" | MLH6E3B0000064540, MLH6E3B0000064541 | 2007-05-12 | Biomedical |  |  |  | Vishal surgical equipment | [5 empty] | Cost is in Eurus of 7000 coverted to Rupees i.e 1 Euru=55.23 as on the date of 07/07/2007 | 399000 | NO Accessories | 18POR0072996 | 2006-11-17
123 | GOT | Diathermy machine | HYD-BME-0307-MU-GOT-OTE-04 | Alsatom SU 140/D-MPC | 4782 | 2007-03-26 | Biomedical |  |  |  | Advanced medical systems | [5 empty] | No Remarks | 115000 | Double pedal switch 1 No, monopolar cable 1 No, straight knife electrode 1 No,Thick needle electrode 1 No, Thin needle electrode 1 No,Ball electrode 2.5 mm 1 No, Ball electrode 4 mm 1 No,Bipolar cable 1 No,Bipolar forceps(probe) 1 No,TURP Adaptor 1 No, Disposable hand control pencil switch 5 Nos, Disposable patient pads 5 Nos. | 18POR0072441 | 2006-10-27
124 | GOT | C-Arm Machine | HYD-BME-0507-MU-GOT-OTE-05 | Multimobile 5C | 3298 | 2007-05-09 | CMC | 2016-04-01 | 2017-03-31 | 164781 | Siemens | [5 empty] | no remarks | 1100000 | Single Tank # 3527,Monitor Trolley # 3313, Collimeter # 3433, II and Camera 3309, M Flat 15 inches LCD Monitor 2 Nos # 03113 / 03114 | 18POR0073802 | 2006-12-22
125 | GOT | Tourniquet | HYD-BME-0100-MU-GOT-OTE-07 | ATS 1200 | 1207AAAS | 2007-05-23 | Biomedical |  |  |  | Laksh Enterprises | [5 empty] | No Remarks | 228800 | Hose assembly blue, Hose assembly red, Reusable cuffs 7 Nos - 20cm x 7cm, 30cm x 9cm, 46cm x 10cm, 61cm x 10cm, 76cm x 10cm, 86cm x 10cm, 107cm x 10cm, | 18POR0073537 | 2006-12-11
126 | GOT | Infusion Pump | HYD-BME-0107-MU-GOT-CCE-10 | Infusomat P | 32137 | 2007-01-05 | Biomedical |  |  |  | B Braun | [5 empty] | No Remarks | 44000 | Pole Clamp | 92POR0000024 | 2007-05-23
127 | GOT | Laproscope set | HYD-BME-0807-MU-GOT-OTE-15 | Karl Storz | Xenon light source DC0629321, ELECTRONIC ENDOFLATOR SET EC14617-B, TRICAM CAMER EC639068-P, ENDOMAT SET EC719203-H | 2007-08-08 | Biomedical |  |  |  | Vishal Surgicals | [5 empty] | warranty 3 years for telescope and 2 years for instruments. | 1750750 | Xenon light source , ELECTRONIC ENDOFLATOR SET , TRICAM CAMER , ENDOMAT SET .(REMAINING 38 ITEMS ) | 18POR0073187 | 2006-11-24
128 | GOT | Flash auto clave | HYD-BME-1207-MU-GOT-SUP-01 | Nova-3 | 2510066 | 2007-12-28 | AMC | 2016-04-01 | 2017-03-31 | 17050 | Venus surgicals | [5 empty] | no remarks | 237800 | power card | 92POR0000025 | 2007-05-24
129 | GOT | Liposuction | HYD-BME-0209-MU-GOT-OTE-18 | Record 55 | 5.2244/060-000615-052-2008-08 | 2009-08-19 | Biomedical |  |  |  | Atmos | [5 empty] | No Remarks | 335000 | power card ,INTUBING 55 DDS BASIC SET,DD JAR SET, TISSUE COLLECTOR300ML(DISPOSABLE)ADAPTOR, SUCTION HOSE , 10 CANNULAES | 92POR0000090 | 2007-07-30
130 | GOT | Lithotripsy | HYD-BME-1209-MU-GOT-OTE-19 | CC55DX | CCU438/5 | 2009-12-04 | Biomedical |  |  |  | Status Medical | [5 empty] | No Remarks | 104000 | power card ,Foot switch,control unit,powercoated trolley with compresses,tube with adaptor | 92POR0000530 | 2009-08-13
131 | GOT | Operating Microscope | HYD-BME-1207-MU-GOT-OTE-21 | Opto Focus OPM1 | 33580 | 2007-12-17 | Biomedical |  |  |  | MN Surgical | [5 empty] | shifted from pune (LC) | 67600 | FLOOR STAND | 92POR0000535 | 2009-11-03
132 | GOT | vessel sealing system with saline bipolar plasama&bipolar coagulation(Saline turp / diathermy) | HYD-BME-0213-MU-GOT-OTE-01 | ALAN | Plasma Touch Sr. No T-1106001 | 2013-02-08 | Biomedical |  |  |  | BIOCARE MEDICAL SYSTEMS | [5 empty] | No Remarks | 262500 | Bipolar loops for saline coag,re-usable bio-polar forcep with silicon cable,three pedal magnetic foot switch control,power chord, | 90P0R0015336 | 2008-07-02
133 | GOT | versapulse P20 Holmium Laser (GA0006000)(LUMENIS ) | HYD-BME-2713-MU-GOT-OTE-01 | LUMENIS P20 | 247 | 2013-02-27 | CMC | 2016-04-01 | 2017-03-31 | 120225 | LUMENIS | [5 empty] | M/C cost is 35,900+11.83%tax,total is cost mentioned in U.S $ | 1917884.5 | power CABLE, fiber optical cables 4 | 85110006942 | 2013-01-24
134 | GOT | Hydro mat URO PUMP (LASSER M/C Accessory) | HYD-BME-0513-MU-GOT-OTE-01 |  |  | 13/05/13 | Biomedical |  |  |  | Sree keerthi agency | [5 empty] | warranty expaired 13/5/14 | 61425 | Accessories of laser machine Power card, foot switch | 85110006941 | 2013-01-24
135 | GOT | HARMONIC SCALPAL | HYD-BME-0814-MU-GOT-OTE-01 | GEN11 |  | 2014-08-23 | Warranty | 2014-08-23 | 2017-08-23 |  | JOHNSON & JOHNSON MEDICAL INDIA | [5 empty] | No Remarks | 1150044 | ESS GENERATOR, FOOTSWITCH,GENERATOR VERIFICATION KEY HARMONIC ADAPTOR,ENSEAL CONNECTORS,HARMONIC ACE PLUS ERGONOMIC 36CMS,ENSEALG2 TISSUE SEALER STRAIGHT 35CMS | 85110007215 | 2013-03-01
136 | GOT | Diathermy | HYD-BME-0104-MU-GSE-OTE-01 | F-300+ | MIC-04-HF171+ | 2004-01-01 | Biomedical |  |  |  | ECLIPSE Instrumentation pvt ltd | [5 empty] | Shifted from Nampally ( OT INTERNAL TRANSFER ) | 75000 | Monopolar & bipolar foot switch, Patient plate. | 17140001379 | 2014-08-07
137 | GOT | Nerve stimnulator | HYD-BME-0317-MU-GOT-OTE-18 | HNS 12 |  |  | Warranty |  |  |  | Medi impex | [5 empty] | No Remarks | 105000 | Pen mapper | NA | 2000-01-01
138 | NOT | Monitor | HYD-BME-0407-MU-GOT-CCE-03 | MP20 | DE62222507 | 2007-04-02 | CMC | 2016-04-01 | 2017-03-31 | 19223 | Philips | [5 empty] | No Remarks | 260000 | ECG,SPO2,NIBP,Press,Temp Module # DE632G4308 with 5 Lead ECG Main cable with lead set, saturation probe,NIBP main cable with adult cuff. 1 Press,Temp, ETCO2 Micro stream Module # DE43523342 with Disposable kit -01 Box ( 25 Nos ) | 217170004707 | 2017-02-21
139 | NOT | Anaesthesia Machine | HYD-BME-0307-MU-GOT-OTE-12 | Aestiva/5 7100 | AMVK00646 | 2007-03-29 | CMC | 2016-04-01 | 2017-03-31 | 43697.3 | Datex Ohmeda | [5 empty] | NO Remarks | 725000 | Vapourizer Isoflurane # BEGK04179, Patient Circuit,Rebreathing bag, Masks,Flow sensor module,Leak test device,Gas tubings (Air,oxygen,Nitrous oxide ). | 18POR0073028 | 2006-11-18
140 | NOT | OT Table | HYD-BME-0307-MU-GOT-OTE-13 | SS-1200Coagunate | NA | 2007-03-26 | Biomedical |  |  |  | SISCO | [5 empty] | No Remarks | 259759 | Standard Accessories : Cognate with Remote control 1 No, L Shaped Anaesthesia frame 1 No, Shoulder support with pad 1 pair, Arm board with pad 2 pairs, Ateral support with pad 1 pair, Wrist strap 1 pair, Knee crutches goepel type 1 pair, mattress for table 1 set. | 18POR0072993 | 2006-11-17
141 | NOT | OT Light | HYD-BME-0507-MU-GOT-OTE-14 | H6ECO/H6ECO.CIF | MLH6E3B0000064542, MLH6E3B0000064543 | 2007-05-12 | Biomedical |  |  |  | Vishal surgical equipment | [5 empty] | Cost is in Eurus of 7000 coverted to Rupees i.e 1 Euro=57 Rs on the date of 07/07/2007 | 399000 | NO Accessories | 18POR0072996 | 2006-11-17
142 | NOT | Manman Bone Drill | HYD-BME-0707-MU-GOT-OTE-16 | MANMAN | 999/1157 | 2007-07-09 | Biomedical |  |  |  | Manman | [5 empty] | No Remarks | 85096.8 | Manman driving unite,motor,footswitch,Handpiece,hosepipe | 18POR0072441 | 2006-10-27
143 | NOT | Surgical Diathermy | HYD-BME-0209-MU-GOT-OTE-17 | Valleylab Force FX 8C | F8C60159A | 2009-02-09 | Biomedical |  |  |  | Asian Bio-Medicals | [5 empty] | No Remarks | 459500 | Monopolar footswitch 1No, Bipolar footswitch 1No, Bipolar cable 2 Pin 1 No, Bipolar forceps straight 200mm 1 No, TURP Adaptor 1 No. | 92POR0000029 | 2007-06-05
144 | NOT | Operating Microscope | HYD-BME-1009-MU-GOT-OTE-20 | S88 | 662912160 | 2009-10-05 | Biomedical |  |  |  | Zeiss | [5 empty] | Before equipment cost mentionedwrongly corrected date 1/12/15 | 3015000 | FLOOR STAND | 92POR0000469 | 22-129
145 | NOT | Styker Core Drill | HYD-BME-0110-MU-GOT-OTE-01 | 5400-50 | 10919502663 | 2010-01-31 | CMC | 2015-06-20 | 2016-06-19 | 112421 | Mark Med-Surg | [5 empty] | shifted from pune (LC) | 411535 | core console,, foot switch,micro debrider esex,core universal drill | 92POR0000522 | 2009-07-17
146 | NOT | Man man Dive unite craniotone Unti | HYD-BME-0110-MU-GOT-OTE-01 | MANMAN | motor no H861, FC .no.1815, shaft. no.0111 | 2012-01-10 | Biomedical |  |  |  | Balamuragan Associates | [5 empty] | No Remarks | 116636 | Manman craniotome handpiece,craniotome cutters, perforator handpiece, perforator cutter 8mm, perforator cutter 10mm , perforator cutter 12mm, motor ,foot sitch , stand | NA | 2009-12-29
147 | COT | Fluid warmer | HYD-BME-0407-MU-GOT-OTE-06 | Hot Line | S10000173 | 2007-04-10 | Biomedical |  |  |  | Hansraj Nayyar Medical India | [5 empty] | No Remarks | 95625 | Reusable Fluid Warming Set 1No | 85110005983 | 2012-09-22
148 | COT | Monitor | HYD-BME-0407-MU-GOT-CCE-02 | MP20 | DE62222561 | 2007-04-02 | CMC | 2016-04-01 | 2017-03-31 | 19223 | Philips | [5 empty] | present in cticu | 260000 | ECG,SPO2,NIBP,Press,Temp Module # DE632G4322 with 5 Lead ECG Main cable with lead set, saturation probe,NIBP main cable with adult cuff. 2 Press,Temp, ETCO2 Main stream Module # DE52403017 with ETCO2 Sensor, adult and pediatric adaptor. | 18POR0073167 | 2006-11-23
149 | COT | Anaesthesia Machine | HYD-BME-0307-MU-GOT-OTE-08 | Aestiva/5 7100 | AMVK00648 | 2007-03-29 | CMC | 2016-04-01 | 2017-03-31 | 43697.3 | Datex Ohmeda | [5 empty] | NO Remarks | 725000 | Vapourizer Isoflurane # BEGK04304, Patient Circuit,Rebreathing bag, Masks,Flow sensor module,Leak test device,Gas tubings (Air,oxygen,Nitrous oxide ). | 18POR0073028 | 2006-11-18
150 | COT | OT Table | HYD-BME-0307-MU-GOT-OTE-09 | SS-1200Coagunate | NA | 2007-03-26 | Biomedical |  |  |  | SISCO | [5 empty] | No Remarks | 259758 | Standard Accessories : Cognate with Remote control 1No, L Shaped Anaesthesia frame 1 No, Shoulder support with pad 1 pair, Arm board with pad 2 pairs, Ateral support with pad 1 pair, Wrist strap 1 pair, Knee crutches goepel type 1 pair, mattress for table 1 set. | 18POR0072993 | 2006-11-17
151 | COT | OT Light | HYD-BME-0507-MU-GOT-OTE-10 | H6ECO/H6ECO.CIF | MLH6E3B0000064516, MLH6E3B0000064517 | 2007-05-12 | Biomedical |  |  |  | Vishal surgical equipment | [5 empty] | Cost is in Eurus of 7000 coverted to Rupees i.e 1 Euru=55.23 as on the date of 07/07/2007 | 399000 | NO Accessories | 18POR0072996 | 2006-11-17
152 | COT | Diathermy Machine | HYD-BME-0107-MU-GOT-OTE-11 | Valleylab Force FX 8C | F6E46736A | 2007-01-16 | Biomedical |  |  |  | Asian Bio-Medicals | [5 empty] | No Remarks | 335000 | Monopolar footswitch 1 No, Bipolar footswitch 1 No,Bipolar cable 2 Pin 1 No,Bipolar forceps straight 200mm 1 No, TURP Adaptor 1 No. | 18POR0072441 | 2006-10-27
153 | COT | Defibrillator | PUN-BME-0001-LC-ICU-CCE-21 | Heartstart XL | US00455948 | 2000-01-01 | CMC | 2016-04-01 | 2017-03-31 | 25750 | Philips | [5 empty] | No Remarks | 250000 | 3 Lead ECG Cable, External paddles cable with pads,pacer cable. | 18POR0073801 | 2006-12-22
154 | COT | Fibrillator | PUN-BME-LC-COT-OTE-1 | NA | NA | 2010-06-01 | Biomedical |  |  |  | FIBRILLATOR | [5 empty] | shifted from pune (LC) | 75000 | POWER CABLE | 47POR0000155 | NA
155 | COT | Sternal Saw | PUN-BME-0001-LC-COT-OTE-10 | Sarns | 1896 | 2000-01-01 | Biomedical |  |  |  | TERUMO | [5 empty] | shifted from pune (LC) | 350000 | MOTOR,FOOT CONTROLAR,SAW BLADE ,FLEXIBLE CABLE | NA | NA
156 | COT | Head light Source | PUN-BME-0001-LC-COT-OTE-12 | SOLARC | 74227 | 2010-06-10 | Biomedical |  |  |  | WELCHALLYN | [5 empty] | shifted from pune (LC) | 176000 | CABLE ,LIGHTSOURCE | 47POR0000163 | NA
157 | COT | Sternal Saw | HYD-BME-0714-LC-COT-OTE-13 | Sarns | 2577 | 2014-07-25 | Biomedical |  |  |  | TERUMO | [5 empty] | No Remarks | 472500 | MOTOR,FOOT CONTROLAR,SAW BLADE ,FLEXIBLE CABLE | 42POROOO164 | NA
158 | COT | Heartlung Machine | HYD-BME-1215-LC-COT-OTE-14 | S5 | 48E04063 | 2015-12-15 | Warranty | 2015-12-15 | 2018-12-14 |  | SORIN | [5 empty] | Cost is in EURO S 0f 68320 +2000 eruo for freght&insurance converted to Rupees i.e. 1 EURO = 72.41 Rs as on the date of 19/08/2015 & Cost Including Heamotherm machine | 4947051.2 | Heater coller, | 17140001181 | 2014-07-22
159 | COT | OT Table | HYD-BME-0715-MU-GOT-OTE-15 | DR.MAX 7000S | 2A025-N3-0006 | 2015-07-27 | Warranty | 2015-07-27 | 2017-07-27 |  | BET MEDICAL | [6 empty] | 1043411 | AUXILARY CONTROL,ANESTHESIA SCREEN FRAME WITH CLAMP ,KIDNEY BRIDGE HANDLE, RESTRAINT STRAP 2NOS,LATERAL SUPPORT WITH SIDE RAIL LOCKS,SOULDER EXTENSON PLATES,SIDE RAIL CLAMPS-2NOS | 21715001650 | 2015-08-19
160 | DIA | Monitor | HYD-BME-0307-MU-MIU-CCE-07 | Mediaid M-1000 | AQ68B8521 | 2007-03-21 | Biomedical |  |  |  | Advanced micronic devices Ltd. | [5 empty] | Cost of the Monitor Stand Included INS FROM ICU | 91950 | 3 Lead ECG Main cable with lead set, Saturation Main Cable with fingure probe,NIBP Main cable with adult cuff. | 217150003241 | 2016-01-13
161 | DIA | Monitor | HYD-BME-0307-MU-NEF-CCE-02 | Mediaid M-1000 | AQ68B8389 | 2007-03-21 | Biomedical |  |  |  | Advanced micronic devices Ltd. | [5 empty] | NO REMARKS | 91950 | 3 Lead ECG Main cable with lead set, Saturation Main Cable with fingure probe,NIBP Main cable with adult cuff. | 18POR0072999 | 2006-11-17
162 | DIA | R O Plant (1000LPH plant with 2000LTS SS tank-double each filtration) | HYD-BME-0117-MU-NEF-THE-03 | NA | NA | 2017-01-02 | Warranty | 2017-01-02 | 2018-01-01 |  | Paragon Health care | [6 empty] | 438095 | RWP-1,sand filter-1,carbon filter-1,softner fiter-1,Hpp-2,Rohousing-2,RO skid-2,Membrane-2,Micron filter-2,circulation pump-2,Mpv-2,Mps-1,Uv lamp-1,Sstank-1,Tank-1,conductivity meter-1,PH meter-1 | 18POR0072999 | 2006-11-17
163 | DIA | Dialysis machine | HYD-BME-0108-MU-NEF-THE-04 | B-Braun, Dialog + | 33580 | 2008-01-02 | AMC | 2015-04-01 | 2016-03-31 | 22019 | Browndove Health Care Pvt. LTd. | [5 empty] | AMC EXPAIRED | 461250 | Nil | 217170001957 | 2016-08-12
164 | DIA | Dialysis machine | HYD-BME-1208-MU-NEF-THE-05 | 4008S | 8VCAKT88 | 2008-12-10 | AMC | 2015-05-01 | 31/04/2016 | 18892.5 | Fresenius Medical care | [5 empty] | NO REMARKS | 566875 | Nil | 92POR0000224 | 2007-11-22
165 | DIA | Dialysis machine | HYD-BME-1208-MU-NEF-THE-06 | 4008S | 8VCAKT90 | 2008-12-10 | AMC | 2015-05-01 | 31/04/2016 | 18892.5 | Fresenius Medical care | [5 empty] | NO REMARKS | 566875 | Nil | 92POR0000438 | 2008-11-11
166 | DIA | Dialysis machine | PUN-BME-0001-LC-NEF-THE-04 | 4008S | 8VCALF58 | 2000-01-01 | AMC | 2015-05-01 | 31/04/2016 | 18892.5 | Fresenius Medical care | [5 empty] | Shifted from nagpur, | 566875 | Nil | 92POR0000438 | 2008-11-11
167 | DIA | Dialysis machine | HYD-BME-05/14-MU-NEF-THE-07 | 4008S V10 | 4SXAX012 | 2014-05-31 | Warranty | 2014-05-31 | 2017-05-31 |  | Fresenius Medical care | [5 empty] | NO REMARKS | 546000 | Nil | 47POR00003336 | NA
168 | DIA | Dialysis machine | HYD-BME-05/14-MU-NEF-THE-08 | 4008S V10 | 4SXAX132 | 2014-05-31 | Warranty | 2014-05-31 | 2017-05-31 |  | Fresenius Medical care | [5 empty] | NO REMARKS | 546000 | Nil | 17140000404 | 2014-05-14
169 | DIA | Dialysis machine | HYD-BME-0512-MU-ICU-CCE-16 | 4008S ARrT PLUS | 1VRA0721 | 2012-05-18 | AMC | 2015-05-01 | 31/04/2016 | 18892.5 | Fresenius Medical care | [5 empty] | NO REMARKS | 749999.25 | Hose clip hose, pole clamp,disposable tube set,diasafe fillters | 17140000404 | 2014-05-14
170 | DIA | Dialysis machine | HYD-BME-0916-MU-ICU-CCE-11 | 4008 S | 6SXAKM99 | 2016-09-02 | Warranty | 2016-09-02 | 2021-09-01 |  | Fresenius Medical care | [5 empty] | NO REMARKS | 520000 | Nil | 85110004633 | 2012-05-10
171 | DIA | Dialysis machine | HYD-BME-0916-MU-ICU-CCE-12 | 4008 S | 6SXAKH11 | 2016-09-02 | Warranty | 2016-09-02 | 2021-09-01 |  | Freseneus medical care | [5 empty] | SENT CARE HITECH CITY WITH HA MAM AND BME GM1 | 520000 | Nil | 217170001959 | 2016-08-12
172 | END | Monitor | HYD-BME-0307-MU-MIU-CCE-06 | Mediaid M-1000 | W68H38891O | 2007-03-21 | Biomedical |  |  |  | Advanced micronic devices Ltd. | [5 empty] | Cost of the Monitor Stand Included PRESENT IN ICU | 91950 | 3 Lead ECG Main cable with lead set, Saturation Main Cable with fingure probe,NIBP Main cable with adult cuff. | 217170001959 | 2016-08-12
173 | END | Diathermy with APC | HYD-BME-0101-MU-GSE-OTE-02 | VIO 200S | 11300996 11300997 | 2008-01-01 | Biomedical |  |  |  | ERBE | [5 empty] | equipment cost mentioned approximately | 178000 | Power card switch,patient plate.cables | 18POR0072999 | 2006-11-17
174 | END | Endoscopy unit | HYD-BME-0317-MU-GSE-DIA-04 | CV170 | 7759000 | 2017-03-22 | Warranty | 2017-03-22 | 2018-03-21 |  | Olympus | [5 empty] | Under buy back offer instead of Fujifilm unit | 2689514 | GIF-H170 Gastro scope s.no 2714966, CF-H170L colonoscope,Tjf ERCP s.no2611945,CV 170 7759000,Monitor Eizo 24"s.no 47250126 | 92POR0000466 | 2008-12-19
175 | CTL | Defibiillator | HYD-BME-MU-0009-CAR-CTH-02 | Heartstart XL | US00577571 | 2009-10-30 | CMC | 2016-04-01 | 2017-03-31 | 15438 | philips | [5 empty] | No Remarks | 250000 | 3 Lead ECG Cable, External paddles cable with pads,pacer cable.
176 | CTL | Infusion Pump | HYD-BME-MU-CATH-03 | Infusion P | 027290/19835010 | 2007-06-01 | Biomedical |  |  |  | B Broun | [5 empty] | It is taken as hospital starting date | 44000 | Pole clamp | 92POR0000533 | 2009-10-30
177 | CTL | Syringe Pump | HYD-BME-MU-CATH-04 | Injectomat Agilia | 18090/19741286 | 2007-03-31 | Biomedical |  |  |  | Fresenius Kabi | [5 empty] | Cost is in US Dollars 0f 555 coverted to Rupees i.e. 1 dollar = 41 as on the date of 07/07/2007 | 22755 | Pole clamp | NA | NA
178 | CTL | Syringe Pump | HYD-BME-0307-MU-HDU-CCE-08 | Injectomat Agilia | 18090 / 19741308 | 2007-03-31 | Biomedical |  |  |  | Fresenius Kabi | [5 empty] | Cost is in US Dollars 0f 555 coverted to Rupees i.e. 1 dollar = 41 Rs. as on the date of 07/07/2007 power supply board is not working ( INS TO SDICU-2) | 22755 | Pole Clamp | 18P0R0073437 | 2006-12-07
179 | CTL | Syringe Pump | HYD-BME-MU-CATH-06 | Injectomat Agilia | 18090/19741263 | 2007-03-31 | Biomedical |  |  |  | Fresenius Kabi | [5 empty] | Cost is in US Dollars 0f 555 coverted to Rupees i.e. 1 dollar = 41 as on the date of 07/07/2007 | 22755 | Pole clamp | 18P0R0073437 | 2006-12-07
180 | CTL | Syringe Pump | HYD-BME-MU-CATH-07 | Injectomat Agilia | 18090/19741262 | 2007-03-31 | Biomedical |  |  |  | Fresenius Kabi | [5 empty] | Cost is in US Dollars 0f 555 coverted to Rupees i.e. 1 dollar = 41 as on the date of 07/07/2007 | 22755 | Pole clamp | 18P0R0073437 | 2006-12-07
181 | CTL | Pacemaker | HYD-BME-0407-MU-ICU-CCE-20 | EV4543 | MVBX7271 | 2007-04-04 | Biomedical |  |  |  | Pace Medical, INC | [5 empty] | shifted from iccu/micu | 68000 | "Patient extension cable (Length 2.5mm ) # 42221" | 18P0R0073437 | 2006-12-07
182 | CTL | Pacemaker | HYD-BME-0407-MU-ICU-CCE-21 | EV4543 | MVBX7432 | 2007-04-04 | Biomedical |  |  |  | Pace Medical, INC | [5 empty] | shifted from iccu/micu | 68000 | "Patient extension cable (Length 2.5mm ) # 42220" | 18POR0073008 | 2006-11-17
183 | CTL | IABP | HYD-BME-MU-0809-CATH-CCE-01 | S-98XT | S82879-H9 | 2009-08-28 | CMC | 2016-04-01 | 2017-03-31 | 17185 | EMERGENT MEDI-TECH | [5 empty] | equipment cost mentioned approximate | 575000 | ECG PRESSURE CABLES | 18POR0073008 | 2006-11-17
184 | CTL | ACT Machine | HYD-BME-0208-NP-COT-OTE-03 | Actalyke mini-2 | 640730407 | 2008-02-01 | Biomedical |  |  |  | Helena laboratories | [5 empty] | No Remarks | 250000 | power cable | 92POR0000422 | 2008-10-03
185 | CTL | cathlab mahine | HYD-BME-0114-MU-CAR-CTH-01 | OPTIMA 2100 | 83016844488913 | 2014-01-27 | CMC | 2015-01-29 | 2016-01-28 | 2264850 | GE | [5 empty] | CMC expired | 23500000 | monitor,pressur injector, | 92P0R0000267 | NA
186 | [19 empty] | 85140001374 | 2013-10-17
187 | PHY | Traction | HYD-BME-0108-MU-PHY-THE-01 | autotrack | 2817A | 2008-01-07 | Biomedical |  |  |  | Electrocare Systems & Services Pvt. Ltd. | [5 empty] | NO REMARKS | 19064.2 | BELTS, power card | 92POR0000254 | 12-1207
188 | PHY | Ultrasound Therapy | HYD-BME-0511-MU-PHY-THE-02 | Ultrasound-709 | T-1120 | 2011-08-17 | Biomedical |  |  |  | Ram medical system | [5 empty] | OLD M/C IS GIVEN TO COMPANY AND taken new machine on buyback offer . The OLD m/c | 25000 | power card | 85110001308 | 2011-08-17
189 | PHY | Shortwave Diathermy | HYD-BME-0108-MU-PHY-THE-03 |  | T-391 | 2008-01-07 | Biomedical |  |  |  | Electrocare Systems & Services Pvt. Ltd. | [5 empty] | NO REMARKS | 44563 | Electrical pads 2 no | 92POR0000254 | 12-1207
190 | PHY | Interferential Stimulator | HYD-BME-0108-MU-PHY-THE-04 | vectrosin | 2268 | 2008-01-07 | Biomedical |  |  |  | Electrocare Systems & Services Pvt. Ltd. | [5 empty] | NO REMARKS | 26064 | power card | 92POR0000254 | 2007-12-12
191 | LAB | Cell Counter | HYD-BME-0307-MU-LPT-LAB-01 | KX 21 | B-1901 | 2007-03-28 | CMC | 2016-05-01 | 2017-04-30 | 51989 | Transasia | [5 empty] | no remarks | 375000 | Cubitainer spout kit No.1, Float switch No.23,Tray No.20,Tube polyurethane 4mm ID x 6MM OD and 6mm ID x 9 mm OD,Mini pipette No. 10, EDTA Vials, Waste bottle,Host o/p unit No.1 assy. | 18POR0073929 | 2006-12-30
192 | LAB | Centrifuge | HYD-BME-0407-MU-LPT-LAB-02 | R-8C | GOLC6196 | 2007-04-11 | Biomedical |  |  |  | Laxmi Instruments | [5 empty] | INS FEROM SEC-BAD | 14845 | 16x15 ml Swing Out Head with graduated glass tubes. | 90POR0004535 | 2007-03-02
193 | LAB | Binocular Microscope | HYD-BME-0307-MU-LPT-LAB-03 | NIKON E-200 | 944684 | 2007-03-28 | Biomedical |  |  |  | Towa Optics (INDIA) Pvt.Ltd. | [5 empty] | No Remarks | 100000 | Nosepiece,Eyepiece CFI E 10 X 2 Nos, Filter 45 mm, CFI E Plan Achromat 4 x, 30 mm / 10x, 7mm / 40x,0.65mm / 100x oil | 18POR0073541 | 2006-12-11
194 | LAB | Blood Bank Refrigerator | HYD-BME-1007-MU-LPT-SUP-01 |  | BD1-4622 | 2007-10-08 | Biomedical |  |  |  | Laxmi Instruments | [5 empty] | No Remarks | 101475 | No Accessories | 92POR0000044 | 2007-07-04
195 | LAB | Binocular Microscope | HYD-BME-0011-MU-LPT-LAB-04 | Vision 2000 | 100732348 | 2011-01-01 | Biomedical |  |  |  | labomed | [5 empty] | No Remarks | 15000 | Nosepiece,Eyepiece CFI E 10 X 2 Nos, Filter 45 mm, CFI E Plan Achromat 4 x, 30 mm / 10x, 7mm / 40x,0.65mm / 100x oil | NA | NA
196 | LAB | Coagulometer | HYD-BME-0307-MU-LBC-LAB-07 | Hemostar | RA000136 | 2007-03-31 | AMC | 2015-06-20 | 2016-06-19 | 8550 | Tulip Diagnostics(p) Ltd | [5 empty] | PRESENT in lab -p | 63250 | Standard Accessories | 18POR0073542 | 2006-12-11
197 | LAB | Coagulometer | HYD-BME-0317-MU-LPT-LAB-07 | Hemostar XF 2.0 | A0617228 | 2017-03-10 | Warranty | 2017-03-10 | 2018-03-10 |  | Tulip Diagnostics(p) Ltd | [6 empty] | 95000 | power cord, | 217170004923 | 2017-03-07
198 | LAB | Centrifuge | HYD-BME-0607-MU-LMB-LAB-01 | R-8C | EPLC 3617 | 2007-06-25 | Biomedical |  |  |  | Laxmi instruments | [5 empty] | No Remarks | 14875 | 16x15 ml Swing Out Head with graduated glass tubes. | 90POR0008045 | 2007-05-30
199 | LAB | Shaker | HYD-BME-17-MU-LMB-LAB-02 | Remi |  |  | Warranty | [9 empty] | No Remarks |  | No Accessories
200 | LAB | Incubator | HYD-BME-1007-MU-LMB-LAB-03 | "Rotek 60x60x60CM" | 714 | 2007-10-03 | Biomedical |  |  |  | Laxmi instruments | [5 empty] | No Remarks | 30352 | No Accessories | 92POR0000045 | 2007-07-04
201 | LAB | Electronic Balance | HYD-BME-1007-MU-LMB-LAB-04 | MP-500 | MP/0307/595 | 2007-10-08 | Biomedical |  |  |  | Laxmi instruments | [5 empty] | No Remarks | 7351 | No Accessories | 92POR0000045 | 2007-07-04
202 | LAB | Elisa Reader | HYD-BME-1007-MU-LMB-LAB-05 | Start fax332 | 332-1073 | 2007-10-23 | AMC | 2017-01-01 | 2017-12-31 | 12650 | CPC | [6 empty] | 102500 | No Accessories | 92POR0000042 | 2007-07-04
203 | LAB | Biological Safety Cabinet | HYD-BME-1007-MU-LMB-LAB-06 | Remi | 701 | 2007-10-11 | Biomedical |  |  |  | laxmi Instruments | [5 empty] | No Remarks | 141525 | No Accessories | 92POR0000057 | 2007-07-17
204 | LAB | Biological Water bath | HYD-BME-0407-MU-LMB-LAB-07 | ROTEK | 668 | 2007-04-03 | Biomedical |  |  |  | Laxmi Instruments | [5 empty] | No Remarks | 7345 | Thermometer | 90POR0004535 | 2007-03-02
205 | LAB | Hot air oven | HYD-BME-0407-MU-LMB-LAB-08 | ROTEK | 707 | 2007-04-16 | Biomedical |  |  |  | Laxmi Instruments | [5 empty] | No Remarks | 30345 | No Accessories | 90POR0004535 | 2007-03-02
206 | LAB | Binocular Microscope | HYD-BME-0317-MU-LPT-LAB-09 | NIKON E-200 | 616649 | 2017-03-16 | Warranty | 2017-03-16 | 2018-03-15 |  | Towa Optics (INDIA) Pvt.Ltd.(Nikon) | [5 empty] | No Remarks | 151875 | Nosepiece,Eyepiece CFI E 10 X 2 Nos, Filter 45 mm, CFI E Plan Achromat 4 x, 30 mm / 10x, 7mm / 40x,0.65mm / 100x oil | 217170004950 | 2017-03-09
207 | LAB | Semi Auto Analyser | HYD-BME-0307-MU-LBC-LAB-01 | ECS Plus V2 | 61233 | 2007-03-28 | CMC Type (Lab/Comp) | 2016-05-01 | 2017-04-30 | 18044 | Transasia | [5 empty] | NO REMARKS | 150000 | Waste bottle assy,Test tube holder/cuvette adaptor,Round glass microcuvettes,Rectangular polystyrene microcuvette,Test tube stand,Auto pipette stand,Disposable Tips for 5ul-50ul pipette (yellow) and 200ul-1000ul pipette (Blue),Pipette 50UL-500UL and Pipet | 18POR0073545 | 2006-12-11
208 | LAB | Centrifuge | HYD-BME-0407-MU-LBC-LAB-02 | R-8C | DPLC2762 | 2007-04-25 | Biomedical |  |  |  | Laxmi Instruments | [5 empty] | NO REMARKS | 14845 | 16x15 ml Swing Out Head with graduated glass tubes. | 90POR0004535 | 2007-03-02
209 | LAB | Centrifuge | HYD-BME-0607-MU-LBC-LAB-03 | R-8C | EPLC3616 | 2007-06-25 | Biomedical |  |  |  | Laxmi Instruments | [5 empty] | NO REMARKS | 14845 | 16x15 ml Swing Out Head with graduated glass tubes. | 90POR0008045 | 2007-05-30
210 | LAB | Analytical Balance | HYD-BME-0407-MU-LBC-LAB-04 | K-ROY,K-14 | K-5947 | 2007-04-25 | Biomedical |  |  |  | Laxmi Instruments | [5 empty] | NO REMARKS | 9345 | power card | 90POR0004535 | 2007-03-02
211 | LAB | Electrolyte Machine | HYD-BME-0407-MU-LBC-LAB-05 | AVL 9180 | 14403 | 2007-04-02 | AMC | 2016-04-01 | 2017-03-31 | 22000 | ROCHE | [5 empty] | NO REMARKS | 200000 | Ref Electrode housing # 114736, Ref electrode # 121768,Sodium Electrode # 228982 ,potassuim Electrode # 223150 ,Chloride Electrode # 137587 | 18POR0073540 | 2006-12-11
212 | LAB | Serological water bath | HYD-BME-0607-MU-LBC-LAB-10 | ROTEK | 7161 | 2007-06-25 | Biomedical |  |  |  | Laxmi instruments | [5 empty] | NO REMARKS | 7375 | Power card,temperature thermometer | 90POR0008045 | 2007-05-30
213 | LAB | Centrifuge | HYD-BME-1110-MU-LBC-LAB-12 | R8C | KDLC-12680 | 2010-11-20 | Biomedical |  |  |  | REMI | [5 empty] | NO REMARKS | 15000 | 16x15 ml Swing Out Head with graduated glass tubes. | POR5010001950 | 2010-10-19
214 | LAB | Centrifuge | HYD-BME-0816-MU-LBC-LAB-13 | R8-M | ZCGN-20963 | 2016-08-20 | Warranty | 2016-08-20 | 2017-09-20 |  | REMI | [5 empty] | NO REMARKS | 56173 | 16 x 15ML swing out head,16 x 15ML angle head with tubes | 217170001329 | 2016-06-30
215 | RAD | X-Ray Machine | HYD-BME-0307-MU-RAD-RAD-01 | MultiEase | 3118 | 2007-03-28 | CMC | 2016-04-01 | 2017-03-31 | 79095 | Siemens | [5 empty] | no remarks | 650000 | Bucky wall stand ( coloumn ) # 3123, Collimeter # 34019, patient Table # 3120, H T # 3574, Tube # E06C453. | 18POR0073810 | 2006-12-22
216 | RAD | X-Ray Machine | HYD-BME-0307-MU-RAD-RAD-02 | Multimobil 2.5 | 32111 | 2007-03-28 | CMC | 2016-04-01 | 2017-03-31 | 52730 | Siemens | [5 empty] | no remarks | 200000 | Collimeter # 33523, Tube # 32163, Trolley # 32425. | 18POR0073797 | 2006-12-22
217 | RAD | Ultrasound Machine | HYD-BME-0507-MU-RAD-RAD-03 | Envisor C HD | US30709855 | 2007-05-31 | CMC | 2016-04-01 | 2017-03-31 | 122303 | Philips | [5 empty] | No Remarks | 1400000 | L12-3 Probe # 02WNX2, C5-2 Probe # 02YOCZ, Transvaginal probe C8-4V # 02XWQJ. | 18POR0073805 | 2006-12-22
218 | RAD | CT-SCAN | HYD-BME-1006-NP-RAD-RAD-02 | Somotom Emostion | 44046 | 2006-01-16 | CMC | 2016-04-01 | 2017-03-31 | 2109190 | Siemens | [5 empty] | no remarks | 9785000 | Kodak dry view , Pressure injector | 18por0065138 | 2006-06-30
219 | RAD | CR 15x latest digitiser with dryster | HY-BME-1114-MU-RAD-RAD-04 | CR 15 | DS5302 | 2014-11-11 | Warranty | 2014-11-11 | 2017-11-11 |  | AGFA HEALTH CARE | [5 empty] | NO REMARKS | 1000000 | Printer,monitor, reader | 17140002016 | 2014-10-09
220 | RAD | ULTRASOUND | HY-BME-1116-MU-RAD-RAD-06 | AFFINITI 50G | US916D0548 | 2016-11-02 | Warranty | 2016-11-03 | 2017-11-02 |  | PHILIPS INDIA PVT LTD | [5 empty] | C9-4v probe pending | 2120000 | C6-2 s.no:B1RNV5 L12-5s.no:B1rGC5 | 217150002924 | 2015-12-10
221 | NIL | TMT Machine | HYD-BME-0407-MU-NIL-CAR-01 | Mark-II | CPPP6486N006 | 2007-04-11 | Biomedical |  |  |  | RMS | [5 empty] | NO REMARKS | 200000 | Treadmill,Aqusition Box # TMT2/6D002/ADEX,CPU with CD Drive and Floppy Drive(IBM),Monitor(IBM) # V2-X3110,Printer Laserjet (HP) | 18POR0072995 | 2006-11-17
222 | NIL | Echo Machine | HYD-BME-0507-MU-NIL-CAR-02 | Envisor C HD | US30709836 | 2007-05-31 | CMC | 2016-04-01 | 2017-03-31 | 174479 | PHILIPS | [5 empty] | Before equipment cost mentionedwrongly corrected date 1/12/15 | 2000000 | S-8 Probe # 02VN73, S4-2 Probe # 02VPQ5, 3 Lead ECG cable with lead set, TEE Probe # 02WDOF. | 18POR0073807 | 2006-12-22
223 | NIL | EEG | HYD-BME-0807-MU-NIL-DIA-01 | Mark II | EGS/66012/PHBX | 2007-08-29 | Biomedical |  |  |  | RMS | [5 empty] | Shifted from Nagpur | 900000 | Head Box # 772, EEG 32-Super spec Adaptor Box # EGS/66001/ADEX, SSEEG 32 Event Marker # EGS/63008/MKR, CPU with DVD Writer(IBM),Monitor(IBM) # V2-87733, Keyboard,Mouse, Printer Officejet(HP) # CN63ECH2SY | 43POR0000045 | 2006-06-29
224 | NIL | EMG | HYD-BME-0807-MU-NIL-DIA-02 | Mark II | 2AX66053 | 2007-08-29 | Biomedical |  |  |  | RMS | [5 empty] | Shifted from Nagpur | 900000 | EMG EP Adaptor Box # 138, EMG EP 2 Channel # EMG2AX66053, Stimulator # EMGM2/000188/STMH, Head Phone # EMG2HP63022, Foot Switch, CPU with CD Drive and Floppy Drive(IBM), Monitor (IBM) # V2-H6376, Keyboard and mouse. | 43POR0000045 | 2006-06-29
225 | NIL | Spirometer | HYD-BME-0407-MU-NIL-DIA-03 | Helios 401 | HELS/0206/401 | 2007-04-11 | Biomedical |  |  |  | RMS | [5 empty] | ordered along with TMT | 64000 | Cable & mouth peace | 18POR0072995 | 2006-11-17
226 | NIL | Infusion Pump | HYD-BME-0107-MU-NIL-CCE-01 | Infusomat P | 32121 | 2007-01-05 | Biomedical |  |  |  | B Braun | [5 empty] | NO REMARKS | 44000 | Pole Clamp | 18POR0073187 | 2006-11-24
227 | NIL | Defibrillator | HYD-BME-0101-MU-NIL-CCE-02 | Heart start XL | US00127319 | 2001-01-01 | CMC | 2016-04-01 | 2017-03-31 | 17886 | PHILIPS | [5 empty] | No Remarks | 175000 | 3 Lead ECG Cable, External paddles cable with pads,pacer cable. |  | 2000-01-01
228 | NIL | ECG Machine | HYD-BME-0407-MU-ERC-CAR-01 | Trim - 1 | USD0612829 | 2007-04-02 | CMC | 2016-04-01 | 2017-03-31 | 11684 | PHILIPS | [5 empty] | No Remarks | 50000 | 10 Lead ECG Module # USDO622208 with lead set, 6 Chest electrodes,4 Limb clamps. | 18POR0073207 | 2006-11-24
229 | NIL | Monitor | HYD-BME-0307-MU-HDU-CCE-02 | Mediaid M6 | ML07C0004 | 2007-03-21 | Biomedical |  |  |  | Advanced micronic devices Ltd. | [5 empty] | Cost of the Monitor Stand Included. | 162500 | 3 Lead ECG Main cable with lead set, Saturation Main Cable with fingure probe,NIBP Main cable with adult cuff. | 18POR0072999 | 2006-11-17
230 | NIL | 12 Channel Holter Recorders | HYD-BME-0416-MU-NIL-CAR-01 | DMS3004A | O9241 | 2016-04-16 | warranty | 2016-04-16 | 2017-04-15 |  | GEMINI MEDICALS | [5 empty] | No remarks | 157500 | Holter cable (ECG Cable)s.no 0399, SSS cable (Data cable),Pouch | 217150003949 | 2016-03-16
231 | NIL | 12 Channel Holter Recorders | HYD-BME-0416-MU-NIL-CAR-02 | DMS3004A | O9226 | 2016-04-16 | warranty | 2016-04-16 | 2017-04-15 |  | GEMINI MEDICALS | [5 empty] | No remarks | 157500 | Holter cable (ECG Cable),s.no 0335, SSS cable (Data cable),Pouch | 217150003949 | 2016-03-16
232 | AMB | Monitor | HYD-BME-0307-MU-ABU-CCE-01 | Mediaid M1000 | AQ68B8674 | 2007-03-21 | Biomedical |  |  |  | Advanced micronic devices Ltd. | [5 empty] | NO REMARKS | 91950 | 3 Lead ECG Main cable with lead set, Saturation Main Cable with fingure probe,NIBP Main cable with adult cuff. | 18POR0072999 | 2006-11-17
233 | AMB | Syringe Pump | HYD-BME-0307-MU-ABU-CCE-02 | Injectomat Agilia | 18090 / 19741270 | 2007-03-31 | Biomedical |  |  |  | Fresenius Kabi | [5 empty] | Cost is in US Dollars 0f 555 coverted to Rupees i.e. 1 dollar = 41 Rs. as on the date of 07/07/2007 | 22755 | Pole Clamp | 18P0R0073437 | 2006-12-07
234 | AMB | Syringe Pump | HYD-BME-0307-MU-ABU-CCE-03 | Injectomat Agilia | 18090 / 19741271 | 2007-03-31 | Biomedical |  |  |  | Fresenius Kabi | [5 empty] | Cost is in US Dollars 0f 555 coverted to Rupees i.e. 1 dollar = 41 Rs. as on the date of 07/07/2007 | 22755 | Pole Clamp | 18P0R0073437 | 2006-12-07
235 | AMB | Syringe Pump | SUR-BME--CCE- | Injectomat Agilia |  |  | Biomedical |  |  |  | Fresenius Kabi | [5 empty] | Cost is in US Dollars 0f 555 coverted to Rupees i.e. 1 dollar = 41 Rs. as on the date of 07/07/2007 FROM SURATH | 22755 | Pole Clamp
236 | AMB | Syringe Pump | HYD-BME-0307-MU-ABU-CCE-05 | Injectomat Agilia | 18090 / 19741273 | 2007-03-31 | Biomedical |  |  |  | Fresenius Kabi | [5 empty] | Cost is in US Dollars 0f 555 coverted to Rupees i.e. 1 dollar = 41 Rs. as on the date of 07/07/2007 | 22755 | Pole Clamp | 18P0R0073437 | 2006-12-07
237 | AMB | Defibrillator | HYD-BME0409-MU-ABU-CCE-06 | Heartstart XL | US00470146 | 2009-04-17 | CMC | 2016-04-01 | 2017-03-31 | 18553 | Philips | [5 empty] | No Remarks | 250000 | 3 Lead ECG Cable, External paddles cable with pads,pacer cable. | 92POR0000421 | 2008-10-03
238 | AMB | Transport Ventilator | HYD-BME-MU-AMB-CCE-01 | Parapac 200D | 808220 | 2007-01-01 | Biomedical |  |  |  | Hansraj Nayyar Medical India | [5 empty] | PO.NUMBER DATE,INSTALATIONS DATE NOT AVAILABLE | 320625 | Input Hose 2 Nos, Patient Hose,Patient valve with connector and filter,Lithium battery 01 No,PEEP Valve 01 No,Exhast callceto 01 No. | NA | NA
239 | NSS | Syringe Pump | HYD-BME-0307-MU-NSS-CCE-07 | Injectomat Agilia | 18090 / 19741267 | 2007-03-31 | Biomedical |  |  |  | Fresenius Kabi | [5 empty] | 228NS | 22755 | Pole Clamp | 18P0R0073437 | 2006-12-07
240 | ICU | Syringe Pump | HYD-BME-0307-MU-ICU-CCE-13 | Injectomat Agilia | 18090 / 19741312 | 2007-03-31 | Biomedical |  |  |  | Fresenius Kabi | [5 empty] | Cost is in US Dollars 0f 555 coverted to Rupees i.e. 1 dollar = 41 Rs as on the date of 07/07/2007 INS FROM ICU | 22755 | Pole clamp | 18POR0073437 | 2006-12-07
241 | NSS | Syringe Pump | HYD-BME-0307-MU-NSS-CCE-03 | Injectomat Agilia | 18090 / 19741265 | 2007-03-31 | Biomedical |  |  |  | Fresenius Kabi | [5 empty] | Cost is in US Dollars 0f 555 coverted to Rupees i.e. 1 dollar = 41 Rs. as on the date of 07/07/2007 301 NS | 22755 | Pole Clamp | 18P0R0073437 | 2006-12-07
242 | HDU | Monitor | HYD-BME-0307-MU-HDU-CCE-01 | Mediaid M1000 | AQ68B8444 | 2007-03-21 | Biomedical |  |  |  | Advanced Micronic Devices | [5 empty] | NO REMARKS | 91950 | 2 Lead ECG Main cable with lead set, Saturation Main Cable with fingure probe,NIBP Main cable with adult cuff. | 92POR0000047 | 2007-07-04
243 | NSS | Defibrillator | HYD-BME-1110-MU-NSS-CCE-01 | Life pac 20 | 39208839 | 2010-11-29 | Biomedical |  |  |  | Medtronic | [5 empty] | NO REMARKS | 220000 | 3 Lead ECG Cable, External paddles cable with pads, | 5010001673 | 2010-09-24
244 | SDU | Syringe Pump | HYD-BME-0307-MU-NEF-CCE-03 | Injectomat Agilia | 18090 / 19741344 | 2007-03-31 | Biomedical |  |  |  | Fresenius Kabi | [5 empty] | Cost is in US Dollars 0f 555 coverted to Rupees i.e. 1 dollar = 41 Rs. as on the date of 07/07/2007 ( INT FROM DIALYSIS DEPT) | 22755 | Pole Clamp | 18P0R0073437 | 2006-12-07
245 | SDU | Syringe Pump | HYD-BME-0307-MU-HDU-CCE-03 | Injectomat Agilia | 18090 / 19741297 | 2007-03-31 | Biomedical |  |  |  | Fresenius Kabi | [5 empty] | Cost is in US Dollars 0f 555 coverted to Rupees i.e. 1 dollar = 41 Rs. as on the date of 07/07/2007 | 22755 | Pole Clamp | 18P0R0073437 | 2006-12-07
246 | SDU | Syringe Pump | HYD-BME-0307-MU-HDU-CCE-04 | Injectomat Agilia | 18090 / 19741298 | 2007-03-31 | Biomedical |  |  |  | Fresenius Kabi | [5 empty] | Cost is in US Dollars 0f 555 coverted to Rupees i.e. 1 dollar = 41 Rs. as on the date of 07/07/2007 Present in OT | 22755 | Pole Clamp | 18P0R0073437 | 2006-12-07
247 | SDU | Syringe Pump | HYD-BME-0307-MU-HDU-CCE-06 | Injectomat Agilia | 18090 / 19741306 | 2007-03-31 | Biomedical |  |  |  | Fresenius Kabi | [5 empty] | Cost is in US Dollars 0f 555 coverted to Rupees i.e. 1 dollar = 41 Rs. as on the date of 07/07/2007 | 22755 | Pole Clamp | 18P0R0073437 | 2006-12-07
248 | SDU | Syringe Pump | HYD-BME-0307-MU-HDU-CCE-07 | Injectomat Agilia | 18090/19761264 | 2007-03-31 | Biomedical |  |  |  | Fresenius Kabi | [5 empty] | Cost is in US Dollars 0f 555 coverted to Rupees i.e. 1 dollar = 41 Rs. as on the date of 07/07/2007 | 22755 | Pole Clamp | 18P0R0073437 | 2006-12-07
249 | SDU | Infusion Pump | HYD-BME-0107-MU-NSS-CCE-05 | Infusomat P | 32197 | 2007-01-05 | Biomedical |  |  |  | B Braun | [5 empty] | INS FROM NSS | 44000 | Pole Clamp | 18POR0073187 | 2006-11-24
250 | SDU | Monitor | HYD-BME-0307-MU-NEF-CCE-01 | Mediaid M-1000 | AQ68B8588 | 2007-03-21 | Biomedical |  |  |  | Advanced micronic devices Ltd. | [5 empty] | INS FROM DIALYSIS | 91950 | 3 Lead ECG Main cable with lead set, Saturation Main Cable with fingure probe,NIBP Main cable with adult cuff. | 18POR0072999 | 2006-11-17
251 | SDU | Monitor | VIJ-BME-0705-PC-ICU-CCE-07 | MP20 | DE50405775 | 2005-07-16 | CMC | 2016-04-01 | 2017-03-31 | 15881.1 | Philips | [5 empty] | No Remarks | 250000 | 2 Lead ECG Main cable with lead set, Saturation Main Cable with fingure probe,NIBP Main cable with adult cuff. | NA | NA
252 | SDU | Monitor | HYD-BME-0307-MU-MIU-CCE-17 | Mediaid M1000 | AQ68B8540 | 2007-03-21 | Biomedical |  |  |  | Advanced micronic devices Ltd. | [5 empty] | Cost of the Monitor Stand Included SHIFTED FROM ICU | 91950 | 3 Lead ECG Main cable with lead set, Saturation Main Cable with fingure probe,NIBP Main cable with adult cuff, Nasal CO2 sample line pediatric and adult 2 sets, dry line gas sample line 2 sets, water traps 2 Nos, Mouth pieces 2 Nos, Sample line Extensions 2 sets. | 18POR0072999 | 2006-11-17
253 | SDU | Monitor | HYD-BME-0307-MU-ICU-CCE-05 | Mediaid M-1000 | AQ68B8697 | 2007-03-21 | Biomedical |  |  |  | Advanced micronic devices Ltd. | [5 empty] | SHIFTED FROM MICU | 91950 | 3 Lead ECG Main cable with lead set, Saturation Main Cable with fingure probe,NIBP Main cable with adult cuff. | 18POR0072999 | 2006-11-17
254 | SDU | Monitor | HYD-BME-0307-MU-ICU-CCE-03 | Mediaid M-9000 | AQ68B8688 | 2007-03-21 | Biomedical |  |  |  | Advanced micronic devices Ltd. | [5 empty] | Present in HDU | 221950 | 3 Lead ECG Main cable with lead set, Saturation Main Cable with fingure probe,NIBP Main cable with adult cuff, Nasal CO2 sample line pediatric and adult 2 sets, dry line gas sample line 2 sets, water traps 2 Nos, Mouth pieces 2 Nos, Sample line Extensions 2 sets. | 18POR0072999 | 2006-11-17
255 | SDU | Monitor | HYD-BME-0307-MU-PAU-CCE-04 | Mediaid M-1000 | AQ68B8402 | 2007-03-21 | Biomedical |  |  |  | Advanced micronic devices Ltd. | [5 empty] | Present in HDU | 91950 | 3 Lead ECG Main cable with lead set, Saturation Main Cable with fingure probe,NIBP Main cable with adult cuff. | 18POR0072999 | 2006-11-17
256 | SDU | Monitor | HYD-BME-0307-MU-ICU-CCE-07 | Mediaid M-1000 | AQ68B8696 | 2007-03-21 | Biomedical |  |  |  | Advanced micronic devices Ltd. | [5 empty] | INS FROM 2 G/W | 91950 | 3 Lead ECG Main cable with lead set, Saturation Main Cable with fingure probe,NIBP Main cable with adult cuff. | 18POR0072999 | 2006-11-17
257 | SDU | Monitor | HYD-BME-0109-MU-MIU-CCE-18 | MEC2000 | CV88100808 | 2009-01-30 | Biomedical |  |  |  | EMERGENT MEDI-TECH | [5 empty] | No Remarks | 85000 | 3 Lead ECG Main cable with lead set, Saturation Main Cable with fingure probe,NIBP Main cable with adult cuff, Nasal CO2 sample line pediatric and adult 2 sets, dry line gas sample line 2 sets, water traps 2 Nos, Mouth pieces 2 Nos, Sample line Extensions 2 sets. | 92POR0000422 | 2008-10-03
258 | SDU | Defibrillator | HYD-BME-0516-MU-SDICUII-CAR-01 | DFM100 | DE54800958 | 2016-05-13 | Warranty | 2016-05-13 | 2017-05-13 |  | Philips | [5 empty] | this machine is order for care secunder depending upon load ,taken this monitor here and given one lifepac20 defibrilator to secunderabad | 184974 | 3 Lead ECG Cable, External paddles cable with pads, | 217150003008 | 2015-12-23
259 | ICU | ECG Machine | HYD-BME-1110-MU-ICU-CAR-02 | Cardovit AT-2C | 20.1215 | 2010-11-19 | Biomedical |  |  |  | Apex Medical System | [5 empty] | Using for BD | 71400 | 10 Lead ECG cable( with lead set, 6 Chest electrodes,4 Limb clamps.) | POR5010002117 | 2010-11-09
260 | ENT | ENT Camera | HYD-BME-0307-MU-ENT-CCE-01 |  |  | 2014-10-18 |  |  |  |  | Neon Medical Devices | [5 empty] | No Remarks | 58800 | Porta-Vision camera with inbuilt Ld light source and TFt monitor 12 inch along with sinoscope 0 degree | 17140002052 | 2014-10-14
261 | ENT | slitlamp,vision chart lite, motorised stand | HYD-BME-0116-MU-ENT-CCE-02 | AIA-II, LITE -L ED | 1505160014,3911115564, 3502142482 | 2016-01-04 | Warranty | 2016-01-04 | 2017-01-04 |  | appasamy associates | [5 empty] | trail box purchased separately cost 11000 | 134673 | power card ,trail box | 217150002693 | 2015-11-21
262 | MIU | Syringe pump | SUR-BME-0408-CS-CTU-CCE-23 | Injectomat agilia | 018090/20015854 | 2008-04-16 | Biomedical |  |  |  | Fresenius kabi | [5 empty] | Came from Surath equipments cost menction approximately | 22755 | power cord,pole clamp | 52POR000005 | NA
263 | MIU | Syringe pump | SUR-BME-0408-CS-CTU-CCE-13 | Injectomat agilia | 018090/20015853 | 2008-04-16 | Biomedical |  |  |  | Fresenius kabi | [5 empty] | Came from Surath equipments cost menction approximately | 22755 | power cord,pole clamp | NA | NA
264 | MIU | Syringe pump | SUR-BME-0408-CS-CTH-CCE-04 | Injectomat agilia | 018090/20015917 | 2008-04-16 | Biomedical |  |  |  | Fresenius kabi | [5 empty] | Came from Surath equipments cost menction approximately | 22755 | power cord,pole clamp | NA | NA
265 | MIU | Syringe pump | SUR-BME-0408-CS-MIU-CCE-09 | Injectomat agilia | 018090/20015930 | 2008-04-16 | Biomedical |  |  |  | Fresenius kabi | [5 empty] | Came from Surath equipments cost menction approximately | 22755 | power cord,pole clamp | NA | NA
266 | MIU | Syringe pump | SUR-BME-0408-CS-CTU-CCE-17 | Injectomat agilia | 018090/20015803 | 2008-04-16 | Biomedical |  |  |  | Fresenius kabi | [5 empty] | Came from Surath equipments cost menction approximately | 22755 | power cord,pole clamp | NA | NA
267 | MIU | Syringe pump | SUR-BME-0408-CS-CTU-CCE-29 | Injectomat agilia | 018090/20015925 | 2008-04-16 | Biomedical |  |  |  | Fresenius kabi | [5 empty] | Came from Surath equipments cost menction approximately | 22755 | power cord,pole clamp | NA | NA
268 | MIU | Syringe pump | SUR-BME-0408-CS-CTU-CCE-14 | Injectomat agilia | 018090/20015900 | 2008-04-16 | Biomedical |  |  |  | Fresenius kabi | [5 empty] | Came from Surath equipments cost menction approximately | 22755 | power cord,pole clamp | NA | NA
269 | MIU | Syringe pump | SUR-BME-0408-CS-MIU-CCE-16 | Injectomat agilia | 018090/20015807 | 2008-04-16 | Biomedical |  |  |  | Fresenius kabi | [5 empty] | Came from Surath equipments cost menction approximately | 22755 | power cord,pole clamp | NA | NA
270 | MIU | Syringe pump | SUR-BME-0408-CS-CTU-CCE-24 | Injectomat agilia | 018090/20015926 | 2008-04-16 | Biomedical |  |  |  | Fresenius kabi | [5 empty] | Came from Surath equipments cost menction approximately | 22755 | power cord,pole clamp | NA | NA
271 | MIU | Syringe pump | SUR-BME-0408-CS-CTU-CCE-24 | Injectomat agilia | 018090/20015849 | 2008-04-16 | Biomedical |  |  |  | Fresenius kabi | [5 empty] | Came from Surath equipments cost menction approximately | 22755 | power cord,pole clamp | NA | NA
272 | MIU | Syringe pump | SUR-BME-0408-CS-ICU-CCE-21 | Injectomat agilia | 018090/20015860 | 2008-04-16 | Biomedical |  |  |  | Fresenius kabi | [5 empty] | Came from Surath equipments cost menction approximately | 22755 | power cord,pole clamp | NA | NA
273 | MIU | Syringe pump | SUR-BME-0408-CS-MIU-CCE-12 | Injectomat agilia | 018090/20015832 | 2008-04-16 | Biomedical |  |  |  | Fresenius kabi | [5 empty] | Came from Surath equipments cost menction approximately | 22755 | power cord,pole clamp | NA | NA
274 | MIU | Monitor | SUR-BME-0408-CS-MIU-CCE-04 | Mec 2000 | CV-7B100171 | 2008-04-23 | Biomedical |  |  |  | Mindray | [5 empty] | Came from Surath equipments cost menction approximately | 91950 | ECG cable,spo2 probe,Nibp cuff and hose cable | 52POR0000014 | NA
275 | MIU | Monitor | SUR-BME-0408-CS-MIU-CCE-04 | Mec 2000 | CV-7B100151 | 2008-04-23 | Biomedical |  |  |  | Mindray | [5 empty] | Came from Surath equipments cost menction approximately | 91950 | ECG cable,spo2 probe,Nibp cuff and hose cable | 52POR0000014 | NA
276 | MIU | Monitor | SUR-BME-0408-CS-SIU-CCE-05 | Mec 2000 | CV-7B100188 | 2008-04-23 | Biomedical |  |  |  | Mindray | [5 empty] | Came from Surath equipments cost menction approximately | 91950 | ECG cable,spo2 probe,Nibp cuff and hose cable | 52POR0000014 | NA
277 | MIU | Monitor | SUR-BME-0408-CS-SIU-CCE-07 | Mec 2000 | CV-7B100144 | 2008-04-23 | Biomedical |  |  |  | Mindray | [5 empty] | Came from Surath equipments cost menction approximately | 91950 | ECG cable,spo2 probe,Nibp cuff and hose cable | 52POR0000014 | NA
278 | MIU | Monitor | SUR-BME-0408-CS-GOT-OTE-04 | Mec 2000 | CV-82100465 | 2008-04-23 | Biomedical |  |  |  | Mindray | [5 empty] | Came from Surath equipments cost menction approximately | 91950 | ECG cable,spo2 probe,Nibp cuff and hose cable | 52POR0000014 | NA
279 | MIU | Monitor | SUR-BME-0408-CS-PTH-CCE-02 | Mec 2000 | CV-7B100161 | 2008-04-23 | Biomedical |  |  |  | Mindray | [5 empty] | Came from Surath equipments cost menction approximately | 91950 | ECG cable,spo2 probe,Nibp cuff and hose cable | 52POR0000014 | NA
280 | MIU | Monitor | SUR-BME-0408-CS-PTH-CCE-03 | Mec 2000 | CV-7B100155 | 2008-04-23 | Biomedical |  |  |  | Mindray | [5 empty] | Came from Surath equipments cost menction approximately | 91950 | ECG cable,spo2 probe,Nibp cuff and hose cable | 52POR0000014 | NA
281 | MIU | Monitor | SUR-BME-0408-CS-PIU-CCE-03 | Mec 2000 | CV-82100464 | 2008-04-23 | Biomedical |  |  |  | Mindray | [5 empty] | Came from Surath equipments cost menction approximately | 91950 | ECG cable,spo2 probe,Nibp cuff and hose cable | 52POR0000014 | NA
282 | MIU | Monitor | SUR-BME-0408-CS-CTU-CCE-05 | Mec 2000 | CV-7B100193 | 2008-04-23 | Biomedical |  |  |  | Mindray | [5 empty] | Came from Surath equipments cost menction approximately | 91950 | ECG cable,spo2 probe,Nibp cuff and hose cable | 52POR0000014 | NA
283 | MIU | Monitor | SUR-BME-0408-CS-MIU-CCE-03 | Mec 2000 | CV-7B100166 | 2008-04-23 | Biomedical |  |  |  | Mindray | [5 empty] | Came from Surath equipments cost menction approximately | 91950 | ECG cable,spo2 probe,Nibp cuff and hose cable | 52POR0000014 | NA
284 | MIU | Monitor | NA | Mec 2000 | CV-7B100174 | NA | Biomedical |  |  |  | Mindray | [5 empty] | Came from Surath equipments cost menction approximately | 91950 | ECG cable,spo2 probe,Nibp cuff and hose cable | NA | NA
285 | MIU | Infusion pump | SUR-BME-0408-CS-MIU-CCE-14 | Optima vs | 0217290/20011318 | 2008-04-16 | Biomedical |  |  |  | Fresenius | [5 empty] | Came from Surath equipments cost menction approximately | 44000 | pole clamp | NA | NA
286 | MIU | Infusion pump | SUR-BME-0408-CS-NSS-CCE-28 | Optima vs | 0217290 / 20011323 | 2008-04-16 | Biomedical |  |  |  | Fresenius | [5 empty] | Came from Surath equipments cost menction approximately | 44000 | pole clamp | NA | NA
287 | MIU | Infusion pump | SUR-BME-0408-CS-CTU-CCE-38 | Optima vs | 0217290 / 20011315 | 2008-04-16 | Biomedical |  |  |  | Fresenius | [5 empty] | Came from Surath equipments cost menction approximately | 44000 | pole clamp | NA | NA
288 | MIU | Infusion pump | SUR-BME-0408-CS-MIU-CCE-15 | Optima vs | 0217290 / 20011317 | 2008-04-16 | Biomedical |  |  |  | Fresenius | [5 empty] | Came from Surath equipments cost menction approximately | 44000 | pole clamp | NA | NA
289 | MIU | Infusion pump | SUR-BME-0408-CS-MIU-CCE-18 | Optima vs | 0217290 / 20011313 | 2008-04-16 | Biomedical |  |  |  | Fresenius | [5 empty] | Came from Surath equipments cost menction approximately | 44000 | pole clamp | NA | NA
290 | MIU | Infusion pump | SUR-BME-0408-CS-PTH-CCE-08 | Optima vs | 0217290/20011310 | 2008-04-16 | Biomedical |  |  |  | Fresenius | [5 empty] | Came from Surath equipments cost menction approximately | 44000 | pole clamp | NA | NA
291 | MIU | Ventilator | SUR-BME-0408-CS-ICU-CCE-12 | Servo s | 6469 | 2008-04-12 | Biomedical |  |  |  | Maquet | [5 empty] | Came from Surath equipments cost menction approximately | 600000 | Exp.cassete,O2,air gas pipes | 52POR0000015 | NA
292 | MIU | Ventilator | SUR-BME-0408-CS-ICU-CCE-14 | Servo s | 6474 | 2008-04-12 | Biomedical |  |  |  | Maquet | [5 empty] | Came from Surath equipments cost menction approximately | 600000 | Exp.cassete,O2,air gas pipes | 52POR0000015 | NA
293 | MIU | Ventilator | NA | Servo s | 6302 | NA | Biomedical |  |  |  | Maquet | [5 empty] | Came from Surath equipments cost menction approximately | 600000 | Exp.cassete,O2,air gas pipes | NA | NA
294 | MIU | Ventilator | NA | Servo s | 10362 | NA | Biomedical |  |  |  | Maquet | [5 empty] | Came from Surath equipments cost menction approximately | 600000 | Exp.cassete,O2,air gas pipes | NA | NA
295 | MIU | Defibrillator | NA | HSXL | US00461919 | NA | Biomedical |  |  |  | PHILIPS | [5 empty] | Came from Surath equipments cost menction approximately | 250000 | Ecg cable,external paddles,power cord,AED cable | NA | NA
296 | MIU | Defibrillator | SUR-BME-0408-CS-GOT-CCE-03 | HSXL | US00461921 | 2009-05-20 | Biomedical |  |  |  | PHILIPS | [5 empty] | Came from Surath equipments cost menction approximately | 250000 | Ecg cable,external paddles,power cord,AED cable | NA | NA
297 | MIU | BIPAP | SUR-BME-0408-CS-MIU-CCE-26 | Synchrony | 4698517 | 2009-06-23 | Biomedical |  |  |  | Respronic | [5 empty] | Came from Surath equipments cost menction approximately | 176800 | Power adapter,Hose tube,and mask | NA | NA
298 | MIU | Monitor | SUR-BME-0408-CS-COT-CCE-03 | MP-20 | DE72836031 | 2008-04-23 | Biomedical |  |  |  | PHILIPS | [5 empty] | Came from Surath equipments cost menction approximately | 250000 | ECG cable,spo2 probe,Nibp cuff and hose cable | 52POR0000024 | NA
299 | MIU | Monitor | NA | MP-20 | DE72836005 | 2008-04-23 | Biomedical |  |  |  | PHILIPS | [5 empty] | Came from Surath equipments cost menction approximately | 250000 | ECG cable,spo2 probe,Nibp cuff and hose cable | 52POR0000024 | NA
300 | MIU | ECG MACHINE | NA | AT2 |  | NA | Biomedical |  |  |  | SCHILLER | [5 empty] | Came from Surath equipments cost menction approximately | 50000 | 10 lead ECG Cable | NA | NA
301 | LBC | Immuno analyzer | HYD-BME-1215-MU-LBC-LAB-2 | Cobas e411 | 6245-30 | 2015-12-11 |  |  |  |  | Roche | [6 empty] | RENTAL |  | NA | NA
302 | LBC | ABG | HYD-BME-1113-MU-LBC-LAB-13 | ABL80 | 308481 | 2013-11-20 |  |  |  |  | Radiometer | [6 empty] | RENTAL | power card | NA | NA
303 | LBC | Autoanalyzer | HYD-BME-1014-MU-LBC-LAB-14 | AU480 | 2014022997 | 2014-10-20 |  |  |  |  | Beckmen coulter | [6 empty] | RENTAL | power card | NA | NA
304 | LMB | Fully automated immonoassay system | HYD-BME-0916-MU-LMB-09 | VECI | 30005044 | 2016-09-13 |  |  |  |  | J&J | [6 empty] | RENTAL | sample racks,cla tubes, priner | NA | NA
305 | LPT | Hematalogy analyzer | HYD-BME-1014-MU-LPT-LAB-06 | XN L 350 | 11276 | 2017-03-14 |  |  |  |  | Trasasia bio medical ltd | [6 empty] | RENTAL | key board& mouse,barcode scaneer,printer cannon | NA | NA
306 | SIU | Monitor | HYD-BME-0307-MU-SIU-CCE-05 | Mediaid M-1000 | AQ68B8586 | 2007-03-21 | Biomedical |  |  |  | Advanced micronic devices Ltd. | [5 empty] | Present in MICU | 91950 | 3 Lead ECG Main cable with lead set, Saturation Main Cable with fingure probe,NIBP Main cable with adult cuff. | 18POR0072999 | 2006-11-17

## Major
MUSHEERABAD ASSET LIST
Sr. No. | Equipment Name | Accessories / Serial number | Equip. ID (10 DIG CODE) | Company Name | Eq. Model | Serial Number | Service Contact Person | Contact Number | PO No. | PO Date | Date of Instal. | Eq. Cost (Rupees) Eq. Cost | STATUS (A-C-B-W) | Contract From | Contract To | Contract Value | Utilization | Equip. Condition (N-G-W-R) | Remarks
CAS
1 | Ventilator | Reusable Patient tube,Test Lung,Calibration Tube, Support Arm, Gas tubings(Air,Oxygen). | HYD-BME-0307-MU-ERC-CCE-01 | Maquet | Servo - S | 4871 | Mr. Koteshwar Rao | 9849230996 | 18POR0073444 | 2006-12-07 | 2007-03-23 | 575000 | CMC | 2015-04-01 | 2016-03-31 | 51205 | USE | Working | no Remarks
TOTAL |  |  | 1 |  |  |  |  | 1 |  | 575000 |  | 575000 |  | 1 |  | 51205
ICCU
1 | Ventilator | Reusable Patient tube,Test Lung,Calibration Tube, Support Arm, Gas tubings(Air,Oxygen). | HYD-BME-0307-MU-ICU-CCE-01 | Maquet | Servo - S | 4875 | Mr. Koteshwar Rao | 9849230996 | 18POR0073444 | 2006-12-07 | 2007-03-28 | 575000 | CMC | 2015-04-01 | 2016-03-31 | 51205 | Use | Working | No Remarks
2 | Ventilator | Reusable Patient tube,Test Lung,Calibration Tube, Support Arm, Gas tubings(Air,Oxygen). | HYD-BME-0307-MU-ICU-CCE-02 | Maquet | Servo - S | 4873 | Mr. Koteshwar Rao | 9849230996 | 18POR0073444 | 2006-12-07 | 2007-03-28 | 575000 | CMC | 2015-04-01 | 2016-03-31 | 51205 | Use | Working | No Remarks
3 | Ventilator | Support Arm, Gas tubings(Air,Oxygen). | HYD-BME-0307-MU-NEU-CCE-02 | Maquet | Maquet Servo - I | 27270 | Mr. Koteshwar Rao | 9849230996 | 18POR0073444 | 2006-12-07 | 2007-03-22 | 875000 | CMC | 2015-04-01 | 2016-03-31 | 51205 | Use | Working | No Remarks
4 | COLOR DOPPLER SYSTEM(Portable echo) | C60x2-5MHz 60MM CURVED PROBE S.NO -03Z2X5, HFL38x 6-13 MHz 38mm linear probe S.NO 03ZK6W, P21x 1-5 MHz 21mm cardiac probe S.NO 041JK5,with power adptor s.no 071611& cord, Trolley,Mini dock s.no WK2ZJC | HYD-BME-0216-MU-ICU-CAR-01 | Sonosite | M-Turbo | WK3092 | Mr.Vijay | 8121556473 | 217150003349 | 2016-01-25 | 2016-02-04 | 1620000 | Warrenty | 2016-02-04 | 2021-02-04 |  | use | Working | No Remarks
TOTAL |  |  | 4 |  |  |  |  | 3 |  | 2025000 |  | 3645000 |  | 3 |  | 153615
SICU
1 | Ventilator | Reusable Patient tube,Test Lung,Calibration Tube, Support Arm, Gas tubings(Air,Oxygen). | HYD-BME-0307-MU-SIU-CCE-01 | Maquet | Servo - S | 4874 | Mr. Koteshwar Rao | 9849230996 | 18POR0073444 | 2006-12-07 | 2007-03-27 | 575000 | CMC | 2015-04-01 | 2016-03-31 | 51205 | USE | Working | Present in MICU
TOTAL |  |  | 1 |  |  |  |  | 1 |  | 575000 |  | 575000 |  | 1 |  | 51205
NICU
1 | Ventilator | Reusable Patient tube,Neonatal Test Lung,Calibration Tube, Support Arm, Gas tubings(Air,Oxygen). | HYD-BME-0307-MU-NEU-CCE-01 | Maquet | Servo - I | 27269 | Mr. Koteshwar Rao | 9849230996 | 18POR0073444 | 2006-12-07 | 2007-03-27 | 875000 | CMC | 2015-04-01 | 2016-03-31 | 51205 | USE | Working | Present in ICCU
TOTAL |  |  | 1 |  |  |  |  | 1 |  | 875000 |  | 875000 |  | 1 |  | 51205
MICU
1 | Ventilator | Reusable Patient tube,Test Lung,Calibration Tube, Support Arm, Gas tubings(Air,Oxygen). | HYD-BME-0307-MU-MIU-CCE-01 | Maquet | Servo - S | 4872 | Mr. Koteshwar Rao | 9849230996 | 18POR0073444 | 2006-12-07 | 2007-03-24 | 575000 | CMC | 2015-04-01 | 2016-03-31 | 51205 | USE | Working | No Remarks
TOTAL |  |  | 1 |  |  |  |  | 1 |  | 575000 |  | 575000 |  | 1 |  | 51205
CTICU
1 | Ventilator | Reusable Patient tube,Test Lung,Calibration Tube, Support Arm, Gas tubing’s(Air,Oxygen). | HYD-BME-MU-CTICU-CCE-08 | Maquet | Servo - s | 8577 | Mr. Koteshwar Rao | 9849230996 | NA | NA | 2007-07-01 | 575000 | CMC | 2015-04-01 | 2016-03-31 | 51205 | USE | working | No Remarks
2 | Ventilator | Reusable Patient tube,Test Lung,Calibration Tube, Support Arm, Gas tubing’s(Air,Oxygen). | HYD-BME-MU-CTICU-CCE-09 | Maquet | Servo - s | 8576 | Mr. Koteshwar Rao | 9849230996 | NA | NA | 2007-07-01 | 575000 | CMC | 2015-04-01 | 2016-03-31 | 51205 | USE | working | No Remarks
TOTAL |  |  | 2 |  |  |  |  | 2 |  | 1150000 |  | 1150000 |  | 2 |  | 102410
CSSD
2 | Horizontal Sterilizer | Temperature Recorder for the above sterilize | HYD-BME-0407-MU-CSD-SUP-02 | Asian Surgical Company | horzontal | NA | Mr. Srinivas | 9246825173 | 92POR0000004 | 2007-04-05 | 2007-04-20 | 544960 | AMC Type (Lab/Comp) | 2015-04-01 | 2016-03-31 | 14000 | USE | working | SERIAL NUMBER NOT AVAILABLE
TOTAL |  |  | 1 |  |  |  |  | 1 |  | 544960 |  | 544960 |  | 1 |  | 14000
GOT
1 | Anaesthesia Machine | Vapourizer Isoflurane # BEGK04183, Patient Circuit,Rebreathing bag, Masks,Flow sensor module,Leak test device,Gas tubings (Air,oxygen,Nitrous oxide ). | HYD-BME-0307-MU-GOT-OTE-01 | Datex Ohmeda | Aestiva/5 7100 | AMVK00647 | Mr. Nageshwar Rao | 9848521079 | 18POR0072993 | 2006-11-17 | 2007-03-29 | 725000 | CMC | 2015-04-01 | 2016-03-31 | 41559 | USE | Working | No Remarks
2 | C-Arm Machine | Single Tank # 3527,Monitor Trolley # 3313, Collimeter # 3433, II and Camera 3309, M Flat 15 inches LCD Monitor 2 Nos # 03113 / 03114 | HYD-BME-0507-MU-GOT-OTE-05 | Siemens | Multimobile 5C | 3298 | Mr. Sudhakar | 9849091586 | 18POR0073537 | 2006-12-11 | 2007-05-09 | 1100000 | CMC | 2015-04-01 | 2016-03-31 | 153307 | USE | Working | No Remarks
3 | Laproscope set | Xenon light source , ELECTRONIC ENDOFLATOR SET , TRICAM CAMER , ENDOMAT SET .(REMAINING 38 ITEMS ) | HYD-BME-0807-MU-GOT-OTE-15 | Vishal Surgicals | Karl Storz | Xenon light source DC0629321, ELECTRONIC ENDOFLATOR SET EC14617-B, TRICAM CAMER EC639068-P, ENDOMAT SET EC719203-H | Mr.Sandeep Kapoor | 9849006209 | 92POR0000025 | 2007-05-24 | 2007-08-08 | 1750750 | B.M.E |  |  |  | USE | Working | warranty 3 years for telescope and 2 years for instruments.
4 | versapulse P20 Holmium Laser (GA0006000)(LUMENIS ) | power CABLE, fiber optical cables 4 | HYD-BME-2713-MU-GOT-OTE-01 | LUMENIS | LUMENIS P20 | 247 | Mr.Chandrashaker Rao | 9395578983 | 85110006941 | 2013-01-24 | 2013-02-27 | 1917884.5 | CMC | 2015-04-01 | 2016-03-31 | 112360 | USE | Working | M/C cost is 35,900+11.83%tax,total is cost mentioned in U.S $
5 | HARMONIC SCALPAL | ESS GENERATOR, FOOTSWITCH,GENERATOR VERIFICATION KEY HARMONIC ADAPTOR,ENSEAL CONNECTORS,HARMONIC ACE PLUS ERGONOMIC 36CMS,ENSEALG2 TISSUE SEALER STRAIGHT 35CMS | HYD-BME-0814-MU-GOT-OTE-01 | JOHNSON & JOHNSON MEDICAL INDIA | GEN11 |  | Mr.Pamkaj |  | 17140001379 | 2014-08-07 | 2014-08-23 | 1150044 | warrenty | 2014-08-23 | 2017-08-23 |  | USE | Working | No Remarks
TOTAL |  |  | 5 |  |  |  |  | 5 |  | 3742884.5 |  | 6643678.5 |  | 3 |  | 307226
NOT
1 | Anaesthesia Machine | Vapourizer Isoflurane # BEGK04179, Patient Circuit,Rebreathing bag, Masks,Flow sensor module,Leak test device,Gas tubings (Air,oxygen,Nitrous oxide ). | HYD-BME-0307-MU-GOT-OTE-12 | Datex Ohmeda | Aestiva/5 7100 | AMVK00646 | Mr. Nageshwar Rao | 9848521079 | 18POR0072993 | 2006-11-17 | 2007-03-29 | 725000 | CMC | 2015-04-01 | 2016-03-31 | 41559 | use | Working | No Remarks
2 | Operating Microscope | FLOOR STAND | HYD-BME-1009-MU-GOT-OTE-20 | Zeiss | S88 | 662912160 | Mr.Rajish | 9397150987 | 92POR0000522 | 2009-07-17 | 2009-10-05 | 3015000 | B.M.E |  |  |  | use | Working | Before equipment cost mentionedwrongly corrected date 1/12/15
TOTAL |  |  | 2 |  |  |  |  | 2 |  | 725000 |  | 3740000 |  | 1 |  | 41559
CTOT
1 | Anaesthesia Machine | Vapourizer Isoflurane # BEGK04304, Patient Circuit,Rebreathing bag, Masks,Flow sensor module,Leak test device,Gas tubings (Air,oxygen,Nitrous oxide ). | HYD-BME-0307-MU-GOT-OTE-08 | Datex Ohmeda | Aestiva/5 7100 | AMVK00648 | Mr. Nageshwar Rao | 9848521079 | 18POR0072993 | 2006-11-17 | 2007-03-29 | 725000 | CMC | 2015-04-01 | 2016-03-31 | 41559 | USE | Working | No Remarks
2 | Heartlung Machine | POWER CARDS , 4 PUMPS, SMALL LCD MONITOR,GAS SUPPLY CONNECTIONS,AIR AND OXIGEN MIXTURE. | PUN-BME-0001-LC-COT-OTE-11 | Aadi Enter prizes | COBE | CCB428 | Mr.Suraj | 9394833644 | 92POR000023847 POR0001423 | NA | 2000-01-01 | 2300000 | B.M.E |  |  |  | USE | Working | shifted from pune (LC) refubished machine amc expaired
3 | Heartlung Machine | Heater coller, | HYD-BME-1215-LC-COT-OTE-14 | SORIN | S5 | 48E04063 | Mr.Janakiram&Mr.Faizalkhan | 9840048513 & 9999918414 | 21715001650 | 2015-08-19 | 2015-12-15 | 4947051.2 | warrenty(3 yrs) | 2015-12-15 | 2018-12-14 |  | USE | Working | Cost is in EURO S 0f 68320 +2000 eruo for freght&insurance converted to Rupees i.e. 1 EURO = 72.41 Rs as on the date of 19/08/2015 & Cost Including Heamotherm machine
TOTAL |  |  | 3 |  |  |  |  | 3 |  | 725000 |  | 7972051.2 |  | 1 |  | 41559
DIA
1 | Dialysis machine | Nil | HYD-BME-1208-MU-NEF-THE-05 | Fresenius Medical care | 4008S | 8VCAKT88 | Murthy | 958115001 | 92POR0000438 | 2008-11-11 | 2008-12-10 | 566875 | AMC Type (Lab/Comp) | 2015-05-01 | 31/04/2016 | 18810 | USE | Working | NO REMARKS
2 | Dialysis machine | Nil | HYD-BME-1208-MU-NEF-THE-06 | Fresenius Medical care | 4008S | 8VCAKT90 | Murthy | 958115001 | 92POR0000438 | 2008-11-11 | 2008-12-10 | 566875 | AMC Type (Lab/Comp) | 2015-05-01 | 31/04/2016 | 18810 | USE | Working | NO REMARKS
3 | Dialysis machine | Nil | PUN-BME-0001-LC-NEF-THE-04 | Fresenius Medical care | 4008S | 8VCALF58 | Murthy | 958115001 | 47POR00003336 | NA | 2000-01-01 | 566875 | AMC Type (Lab/Comp) | 2015-05-01 | 31/04/2016 | 18810 | USE | Working | Shifted from nagpur,
4 | Dialysis machine | Nil | HYD-BME-05/14-MU-NEF-THE-07 | Fresenius Medical care | 4008S V10 | 4SXAX012 | Murthy | 958115001 | 17140000404 | 2014-05-14 | 2014-05-31 | 546000 | WARRANTY 3YEARS | 2014-05-31 | 2017-05-31 |  | USE | Working | NO REMARKS
5 | Dialysis machine | Nil | HYD-BME-05/14-MU-NEF-THE-08 | Fresenius Medical care | 4008S V10 | 4SXAX132 | Murthy | 958115001 | 17140000404 | 2014-05-14 | 2014-05-31 | 546000 | WARRANTY 3YEARS | 2014-05-31 | 2017-05-31 |  | USE | Working | NO REMARKS
6 | Dialysis machine | Hose clip hose, pole clamp,disposable tube set,diasafe fillters | HYD-BME-0512-MU-ICU-CCE-16 | Fresenius Medical care | 4008S ARrT PLUS | 1VRA0721 | Murthy | 958115001 | 85110004633 | 2012-05-10 | 2012-05-18 | 749999.25 | AMC Type (Lab/Comp)AMC Type (Lab/Comp) | 2015-05-01 | 31/04/2016 | 18810 | Use | Working | NO REMARKS
TOTAL |  |  | 6 |  |  |  |  | 6 |  | 2450624.25 |  | 3542624.25 |  | 4 |  | 75240
ENDO
1 | Video Endoscopy | Endoscope sr.no-2G229A900, Bhroncoscope - SN2B048A169, Colonoscope SN1C323A712, SONY MONITOR-3032063 | HYD-BME-1007-MU-GSE-DIA-01 | RFCL, Fujinon | Fujinon EPX 201 | 2V376A535 | Mr.Srinivas | 9849302498 | 92POR0000099 | 2007-08-06 | 2007-10-20 | 1600000 | B.M.E |  |  |  | use | Working | NO REMARKS
TOTAL |  |  | 1 |  |  |  |  | 1 |  | 0 |  | 1600000 |  | 0 |  | 0
CTL
1 | IABP | ECG PRESSURE CABLES | HYD-BME-MU-0809-CATH-CCE-01 | EMERGENT MEDI-TECH | S-98XT | S82879-H9 | Prasad Reddy | 9849042409 | 92POR0000422 | 2008-10-03 | 2009-08-28 | 575000 | CMC | 2015-04-01 | 2016-03-31 | 16061 | USE | Working | equipment cost mentioned approximate
2 | cathlab mahine | monitor,pressur injector, | HYD-BME-0114-MU-CAR-CTH-01 | GE | OPTIMA 2100 | 83016844488913 | MR.ANOOP | 9618627272 | 85140001374 | 2013-10-17 | 2014-01-27 | 23500000 | CMC | 2015-01-29 | 2016-01-28 | 2193600 | USE | Working | No Remarks
TOTAL |  |  | 2 |  |  |  |  | 2 |  | 24075000 |  | 24075000 |  | 2 |  | 2209661
RAD
1 | X-Ray Machine | Bucky wall stand ( coloumn ) # 3123, Collimeter # 34019, patient Table # 3120, H T # 3574, Tube # E06C453. | HYD-BME-0307-MU-RAD-RAD-01 | Siemens | MultiEase | 3118 | Mr. Sudhakar | 9849091586 | 18POR0073810 | 2006-12-22 | 2007-03-28 | 650000 | CMC | 2015-04-01 | 2016-03-31 | 73588 | USE | Working | NO REMARKS
2 | Ultrasound Machine | L12-3 Probe # 02WNX2, C5-2 Probe # 02YOCZ, Transvaginal probe C8-4V # 02XWQJ. | HYD-BME-0507-MU-RAD-RAD-03 | Philips | Envisor C HD | US30709855 | Mr. Vijay / Mr. Sridhar | 9849257797 9866070432 | 18POR0073805 | 2006-12-22 | 2007-05-31 | 1400000 | CMC | 2015-04-01 | 2016-03-31 | 117238 | USE | Working | NO REMARKS
3 | CT-SCAN | Kodak dry view , Pressure injector | HYD-BME-1006-NP-RAD-RAD-02 | Siemens | Somotom Emostion | 44046 | Mr.Prasad | 8008177001 | 18por0065138 | 2006-06-30 | 2006-01-16 | 9785000 | CMC | 2015-04-01 | 2016-03-31 | 1969357 | USE | Working | NO REMARKS
4 | CR 15x latest digitiser with dryster | Printer,monitor, reader | HY-BME-1114-MU-RAD-RAD-04 | AGFA HEALTH CARE | CR 15 | DS5302 | Mr.Ravi |  | 17140002016 | 2014-10-09 | 2014-11-11 | 1000000 | warrenty | 2014-11-11 | 2017-11-11 |  | USE | Working | NO REMARKS
TOTAL |  |  | 4 |  |  |  |  | 4 |  | 11835000 |  | 12835000 |  | 3 |  | 2160183
NILAB
1 | Echo Machine | S-8 Probe # 02VN73, S4-2 Probe # 02VPQ5, 3 Lead ECG cable with lead set, TEE Probe # 02WDOF. | HYD-BME-0507-MU-NIL-CAR-02 | PHILIPS | Envisor C HD | US30709836 | Mr. Srinivas | 9989211184 | 18POR0073807 | 2006-12-22 | 2007-05-31 | 2000000 | CMC | 2015-04-01 | 2016-03-31 | 167182 | USE | Working | Before equipment cost mentionedwrongly corrected date 1/12/15
2 | EEG | Head Box # 772, EEG 32-Super spec Adaptor Box # EGS/66001/ADEX, SSEEG 32 Event Marker # EGS/63008/MKR, CPU with DVD Writer(IBM),Monitor(IBM) # V2-87733, Keyboard,Mouse, Printer Officejet(HP) # CN63ECH2SY | HYD-BME-0807-MU-NIL-DIA-01 | RMS | Mark II | EGS/66012/PHBX | Mr. Ranbir singh | 9848046088 | 43POR0000045 | 2006-06-29 | 2007-08-29 | 900000 | B.M.E |  |  |  | USE | Working | Shifted from Nagpur
3 | EMG | EMG EP Adaptor Box # 138, EMG EP 2 Channel # EMG2AX66053, Stimulator # EMGM2/000188/STMH, Head Phone # EMG2HP63022, Foot Switch, CPU with CD Drive and Floppy Drive(IBM), Monitor (IBM) # V2-H6376, Keyboard and mouse. | HYD-BME-0807-MU-NIL-DIA-02 | RMS | Mark II | 2AX66053 | Mr. Ranbir singh | 9848046088 | 43POR0000045 | 2006-06-29 | 2007-08-29 | 900000 | B.M.E |  |  |  | USE | Working | Shifted from Nagpur
4 | Portable echo | probe P17/5-1MHZ SR.NO-03CN7K with power cord. | HYD-BME-1008-MU-NIL-CAR-05 | Sonosite | Micromax | 03D3X8 | Phani Shanker | 9246191601 | 92POR0000380 | 2006-07-19 | 2008-10-01 | 940800 | B.M.E |  |  |  | USE | Working | PO value is in Us $ 22400, calculated 1 USD = 42 INR Present in ER
TOTAL |  |  | 4 |  |  |  |  | 4 |  | 2000000 |  | 4740800 |  | 1 |  | 167182
GRAND TOTAL |  |  | 38 | [6 empty] | 51873468.75 |  | 73089113.95 |  | 25 |  | 5477455

## Minor
MUSHEERABAD ASSET LIST
Sr. No. | Equipment Name | Accessories / Serial number | Equip. ID (10 DIG CODE) | Company Name | Eq. Model | Serial Number | Service Contact Person | Contact Number | PO No. | PO Date | Date of Instal. | Eq. Cost (Rupees) Eq. Cost | STATUS (A-C-B-W) | Contract From | Contract To | Contract Value | Utilization | Equip. Condition (N-G-W-R) | Remarks
CAS
1 | Monitor | 3 Lead ECG Main cable with lead set, Saturation Main Cable with fingure probe,NIBP Main cable with adult cuff. | HYD-BME-0307-MU-ERC-CCE-02 | Advanced micronic devices Ltd. | Mediaid M-1000 | AQ68B8537 | Mr.Srider | 9848381477 | 18POR0072999 | 2006-11-17 | 2007-03-21 | 91950 | B.M.E |  |  |  | USE | Working | Cost Including Monitor Stand w.r.t PO no.
2 | Monitor | 3 Lead ECG Main cable with lead set, Saturation Main Cable with fingure probe,NIBP Main cable with adult cuff. | HYD-BME-0307-MU-ERC-CCE-03 | Advanced micronic devices Ltd. | Mediaid M-1000 | AQ68B8478 | Mr.Srider | 9848381477 | 18POR0072999 | 2006-11-17 | 2007-03-21 | 91950 | B.M.E |  |  |  | USE | Working | No Remarks
3 | Monitor | 3 Lead ECG Main cable with lead set, Saturation Main Cable with fingure probe,NIBP Main cable with adult cuff. | HYD-BME-0307-MU-ERC-CCE-04 | Advanced micronic devices Ltd. | Mediaid M-1000 | AQ68B8574 | Mr.Srider | 9848381477 | 18POR0072999 | 2006-11-17 | 2007-03-21 | 91950 | B.M.E |  |  |  | USE | Working | No Remarks
4 | Monitor | 3 Lead ECG Main cable with lead set, Saturation Main Cable with fingure probe,NIBP Main cable with adult cuff. | HYD-BME-0307-MU-ERC-CCE-05 | Advanced micronic devices Ltd. | Mediaid M-1000 | AQ68B8042 | Mr.Srider | 9848381477 | 18POR0072999 | 2006-11-17 | 2007-03-21 | 91950 | B.M.E |  |  |  | USE | Working | Present in icu internal transfer
5 | Syringe Pump | Pole Clamp | HYD-BME-0307-MU-ERC-CCE-06 | Fresenius Kabi | Injectomat Agilia | 18090 / 19741274 | Mr.Asraf | 9849160266 | 18POR0073437 | 2006-12-07 | 2007-03-31 | 22755 | B.M.E |  |  |  | USE | Working | Cost is in US Dollars 0f 555 coverted to Rupees i.e. 1 dollar = 41 Rs as on the date of 07/07/2007
6 | Syringe Pump | Pole Clamp | HYD-BME-0307-MU-ERC-CCE-07 | Fresenius Kabi | Injectomat Agilia | 18090 / 19741275 | Mr.Asraf | 9849160266 | 18POR0073437 | 2006-12-07 | 2007-03-31 | 22755 | B.M.E |  |  |  | USE | Working | Cost is in US Dollars 0f 555 coverted to Rupees i.e. 1 dollar = 41 Rs as on the date of 07/07/2007
7 | Syringe Pump | Pole Clamp | HYD-BME-0307-MU-ERC-CCE-08 | Fresenius Kabi | Injectomat Agilia | 10890 / 19741276 | Mr.Asraf | 9849160266 | 18POR0073437 | 2006-12-07 | 2007-03-31 | 22755 | B.M.E |  |  |  | USE | Working | Cost is in US Dollars 0f 555 coverted to Rupees i.e. 1 dollar = 41 Rs as on the date of 07/07/2007
8 | Syringe Pump | Pole Clamp | HYD-BME-0307-MU-ERC-CCE-09 | Fresenius Kabi | Injectomat Agilia | 18090 / 19741277 | Mr.Asraf | 9849160266 | 18POR0073437 | 2006-12-07 | 2007-03-31 | 22755 | B.M.E |  |  |  | USE | Working | Cost is in US Dollars 0f 555 coverted to Rupees i.e. 1 dollar = 41 Rs as on the date of 07/07/2007
9 | Syringe Pump | Pole Clamp | HYD-BME-0307-MU-ERC-CCE-10 | Fresenius Kabi | Injectomat Agilia | 18090 / 19741278 | Mr.Asraf | 9849160266 | 18POR0073437 | 2006-12-07 | 2007-03-31 | 22755 | B.M.E |  |  |  | USE | Working | Cost is in US Dollars 0f 555 coverted to Rupees i.e. 1 dollar = 41 Rs as on the date of 07/07/2007
10 | Syring Pump | Pole Clamp | HYD-BME-0307-MU-ERC-CCE-11 | Fresenius Kabi | Injectomat Agilia | 18090 / 19741301 | Mr.Asraf | 9849160266 | 18POR0073437 | 2006-12-07 | 2007-03-31 | 22755 | B.M.E |  |  |  | USE | Working | Cost is in US Dollars 0f 555 coverted to Rupees i.e. 1 dollar = 41 Rs as on the date of 07/07/2007
11 | Infusion Pump | Pole Clamp | HYD-BME-0107-MU-ERC-CCE-12 | B Braun | Infusomat P | 32142 | Mr.Ravi Kanth | 9908330088 | 18POR0073187 | 2006-11-24 | 2007-01-05 | 44000 | B.M.E |  |  |  | USE | Working | No Remarks
12 | Defibrillator | 3 Lead ECG Cable, External paddles cable with pads,pacer cable. | HYD-BME-0407-MU-ERC-CCE-13 | Philips | Heartstart XL | US00448593 | Mr. Ghnana shekhar. | 9908862111 | 18POR0073207 | 2006-11-24 | 2007-04-02 | 250000 | CMC | 2015-04-01 | 2016-03-31 | 16427 | USE | Working | No Remarks
13 | Transport Ventilator | Input Hose 2 Nos, Patient Hose,Patient valve with connector and filter,Lithium battery 01 No,PEEP Valve 01 No,Exhast callceto 01 No. | HYD-BME-1206-MU-ERC-CCE-14 | Hansraj Nayyar Medical India | Parapac 200D | 606333 | Mr. G I Santosh Kumar | 9849057571 | 18POR0073164 | 2006-11-23 | 2006-12-18 | 320625 | B.M.E |  |  |  | USE | Working | No Remarks
14 | Patient warmer | Patient blancket hose | HYD-BME-0607-MU-ERC-CCE-15 | BL Life Science pvt Ltd. | Bair Hugger | 75193 | Mr. Prasad | 9948911916 | 92POR0000026 | 2007-05-28 | 2007-06-12 | 90000 | B.M.E |  |  |  | USE | Working | No Remarks
15 | Pulseoximeter | Finger Probe | HYD-BME-0707-MU-ERC-CCE-16 | Datex Ohmeda | 3800 | FBX07090055SA | Mr. Nageswar rao | 9848521079 | 92POR0000019 | 2007-05-10 | 2007-07-30 | 50000 | B.M.E |  |  |  | USE | Working | No Remarks
16 | ECG Machine | 10 Lead ECG Module # USDO622208 with lead set, 6 Chest electrodes,4 Limb clamps. | HYD-BME-1014-MU-ERC-CCE-18 | PHILIPS | TC-20 | CN91405734 | Mr. Ghnana shekhar. | 9908862111 | 17140001378 | 2014-07-08 | 2014-10-27 | 145000 | B.M.E |  |  |  | USE | Working | No Remarks
TOTAL |  |  | 16 |  |  |  |  | 16 |  | 250000 |  | 1403955 |  | 1 |  | 16427
ICCU
1 | Monitor | 3 Lead ECG Main cable with lead set, Saturation Main Cable with fingure probe,NIBP Main cable with adult cuff. | HYD-BME-0307-MU-ICU-CCE-08 | Advanced micronic devices Ltd. | Mediaid M-1000 | AQ68B8425 | Mr.Srider | 9848381477 | 18POR0072999 | 2006-11-17 | 2007-03-21 | 91950 | B.M.E |  |  |  | USe | Working | No Remarks
2 | Monitor | 3 Lead ECG Main cable with lead set, Saturation Main Cable with fingure probe,NIBP Main cable with adult cuff. | HYD-BME-0307-MU-ICU-CCE-09 | Advanced micronic devices Ltd. | Mediaid M-1000 | W68H38851O | Mr.Srider | 9848381477 | 18POR0072999 | 2006-11-17 | 2007-03-21 | 91950 | B.M.E |  |  |  | Use | Working | Present in MICU
3 | Syringe Pump | Pole clamp | HYD-BME-0307-MU-ICU-CCE-10 | Fresenius Kabi | Injectomat Agilia | 18090 / 19741309 | Mr.Asraf | 9849160266 | 18POR0073437 | 2006-12-07 | 2007-03-31 | 22755 | B.M.E |  |  |  | Use | Working | Cost is in US Dollars 0f 555 coverted to Rupees i.e. 1 dollar = 41 Rs as on the date of 07/07/2007 PRESENT IN MICU
4 | Syringe Pump | Pole clamp | HYD-BME-0307-MU-ICU-CCE-11 | Fresenius Kabi | Injectomat Agilia | 18090 / 19741310 | Mr.Asraf | 9849160266 | 18POR0073437 | 2006-12-07 | 2007-03-31 | 22755 | B.M.E |  |  |  | Use | Working | Cost is in US Dollars 0f 555 coverted to Rupees i.e. 1 dollar = 41 Rs as on the date of 07/07/2007 PRESENT IN MICU
5 | Syringe Pump | Pole clamp | HYD-BME-0307-MU-ICU-CCE-12 | Fresenius Kabi | Injectomat Agilia | 18090 / 19741311 | Mr.Asraf | 9849160266 | 18POR0073437 | 2006-12-07 | 2007-03-31 | 22755 | B.M.E |  |  |  | Use | Working | Cost is in US Dollars 0f 555 coverted to Rupees i.e. 1 dollar = 41 Rs as on the date of 07/07/2007
6 | Syringe Pump | Pole clamp | HYD-BME-0307-MU-ICU-CCE-13 | Fresenius Kabi | Injectomat Agilia | 18090 / 19741312 | Mr.Asraf | 9849160266 | 18POR0073437 | 2006-12-07 | 2007-03-31 | 22755 | B.M.E |  |  |  | Use | Working | Cost is in US Dollars 0f 555 coverted to Rupees i.e. 1 dollar = 41 Rs as on the date of 07/07/2007
7 | Syringe Pump | Pole clamp | HYD-BME-0307-MU-ICU-CCE-14 | Fresenius Kabi | Injectomat Agilia | 18090 / 19741313 | Mr.Asraf | 9849160266 | 18POR0073437 | 2006-12-07 | 2007-03-31 | 22755 | B.M.E |  |  |  | Use | Working | Cost is in US Dollars 0f 555 coverted to Rupees i.e. 1 dollar = 41 Rs as on the date of 07/07/2007 PRESENT IN MICU
8 | Syringe Pump | Pole clamp | HYD-BME-0307-MU-ICU-CCE-15 | Fresenius Kabi | Injectomat Agilia | 18090 / 19741314 | Mr.Asraf | 9849160266 | 18POR0073437 | 2006-12-07 | 2007-03-31 | 22755 | B.M.E |  |  |  | Use | Working | Cost is in US Dollars 0f 555 coverted to Rupees i.e. 1 dollar = 41 Rs as on the date of 07/07/2007
9 | Infusion Pump | Pole clamp | HYD-BME-0107-MU-ICU-CCE-16 | B Braun | Infusomat P | 32183 | Mr.G.Ravi Kiran | 9908330088 | 18POR0073187 | 2006-11-24 | 2007-01-05 | 44000 | B.M.E |  |  |  | Use | Working | No Remarks
10 | Infusion Pump | Pole clamp | HYD-BME-0107-MU-ICU-CCE-17 | B Braun | Infusomat P | 32157 | Mr.G.Ravi Kiran | 9908330088 | 18POR0073187 | 2006-11-24 | 2007-01-05 | 44000 | B.M.E |  |  |  | Use | Working | Present ni MICU
11 | Defibrillator | 3 Lead ECG Cable, External paddles cable with pads,pacer cable. | HYD-BME-0407-MU-ICU-CCE-18 | Philips | Heartstart XL | US00448592 | Mr. Ghnana shekhar. | 9908862111 | 18POR0073207 | 2006-11-24 | 2007-04-02 | 250000 | CMC | 2015-04-01 | 2016-03-31 | 16427 | Use | Working | No Remarks
12 | BIPAP | Full Face mask, Hose, Patient tube. | HYD-BME-0507-MU-ICU-CCE-19 | S N Marketing | VIVO 30 | V-160508 | Mr. Varun | 9849319937 | 92POR0000017 | 2007-05-02 | 2007-05-21 | 176800 | B.M.E |  |  |  | Use | Working | No Remarks
13 | Patient warmer | Patient blancket hose | HYD-BME-0607-MU-ICU-CCE-22 | BL Life Science pvt Ltd. | Bair Hugger | 75198 | Mr. Prasad | 9948911916 | 92POR0000026 | 2007-05-28 | 2007-06-12 | 90000 | B.M.E |  |  |  | Use | Working | No Remarks
14 | Monitor | 3 Lead ECG Main cable with lead set, Saturation Main Cable with fingure probe,NIBP Main cable with adult cuff. | VIJ-BME-0705-PC-ICU-CCE-08 | Philips | MP20 | DE50405783 | Mr. Ghnana shekhar. | 9908862111 | NA | NA | 2005-07-04 | 260000 | CMC | 2015-04-01 | 2016-03-31 | 15341 | Use | Working | No Remarks
15 | ECG Machine | 10 Lead ECG cable( with lead set, 6 Chest electrodes,4 Limb clamps.) | HYD-BME-1110-MU-ICU-CAR-02 | Apex Medical System | Cardovit AT-2C | 20.1215 | Rambabu | 9392083018 | POR5010002117 | 2010-11-09 | 2010-11-19 | 71400 | B.M.E |  |  |  | use | Working | Using for BD
16 | ECG Machine | 10 Lead ECG Module # USDO622208 with lead set, 6 Chest electrodes,4 Limb clamps. | HYD-BME-1014-MU-ICU-CCE-26 | PHILIPS | TC-20 | CN91405733 | Mr. Ghnana shekhar. | 9908862111 | 17140001378 | 2014-07-08 | 2014-10-27 | 145000 | B.M.E |  |  |  | Use | Working | No Remarks
17 | Monitor | 3 Lead ECG Main cable with lead set, Saturation Main Cable with fingure probe,NIBP Main cable with adult cuff. | HYD-BME-1214-MU-ICU-CCE-27 | Philips | MP20 | DE48087169 | Mr. Ghnana shekhar. | 9908862111 | 17140001579 | 2014-09-01 | 2014-12-15 | 185000 | Warrenty | 2015-04-01 | 2016-03-31 |  | USE | Working | No Remarks
18 | Monitor | 3 Lead ECG Main cable with lead set, Saturation Main Cable with fingure probe,NIBP Main cable with adult cuff. With stand | HYD-BME-0215-MU-ICU-CCE-28 | Srimedical | Technocare | 1412M149 | Mr.Srider | 9848381477 | 17140003024 | 2015-01-30 | 2015-02-20 | 60000 | Warrenty | 2015-02-20 | 2018-02-20 |  | Use | Working | No Remarks
TOTAL |  |  | 18 |  |  |  |  | 18 |  | 510000 |  | 1646630 |  | 2 |  | 31768
SDICU 1
1 | Monitor | 3 Lead ECG Main cable with lead set, Saturation Main Cable with fingure probe,NIBP Main cable with adult cuff. With stand | HYD-BME-0215-MU-SDICU-CCE-01 | SCHILLLER | Truscope -II | M0003E010159 | Mr.Deelip | 9391620520 | 17140003023 | 2015-01-30 | 2015-02-13 | 75000 | warranty | 2015-02-13 | 2018-02-13 |  | USE | WORKING | NO REMARKS
2 | Monitor | 3 Lead ECG Main cable with lead set, Saturation Main Cable with fingure probe,NIBP Main cable with adult cuff. With stand | HYD-BME-0215-MU-SDICU-CCE-02 | SCHILLLER | Truscope -II | M0003E0182 | Mr.Deelip | 9391620520 | 17140003023 | 2015-01-30 | 2015-02-13 | 75000 | warranty | 2015-02-13 | 2018-02-13 |  | USE | WORKING | NO REMARKS
3 | Monitor | 3 Lead ECG Main cable with lead set, Saturation Main Cable with fingure probe,NIBP Main cable with adult cuff. With stand | HYD-BME-0215-MU-SDICU-CCE-03 | SCHILLLER | Truscope -II | M0003E010187 | Mr.Deelip | 9391620520 | 17140003023 | 2015-01-30 | 2015-02-13 | 75000 | warranty | 2015-02-13 | 2018-02-13 |  | USE | WORKING | NO REMARKS
4 | Monitor | 3 Lead ECG Main cable with lead set, Saturation Main Cable with fingure probe,NIBP Main cable with adult cuff. With stand | HYD-BME-0215-MU-SDICU-CCE-04 | SCHILLLER | Truscope -II | mn | Mr.Deelip | 9391620520 | 17140003023 | 2015-01-30 | 2015-02-13 | 75000 | warranty | 2015-02-13 | 2018-02-13 |  | USE | WORKING | NO REMARKS
TOTAL |  |  | 4 |  |  |  |  | 4 |  | 0 |  | 300000 |  | 0 |  | 0
SICU
1 | Monitor | 3 Lead ECG Main cable with lead set, Saturation Main Cable with fingure probe,NIBP Main cable with adult cuff, Nasal CO2 sample line pediatric and adult 2 sets, dry line gas sample line 2 sets, water traps 2 Nos, Mouth pieces 2 Nos, Sample line Extensions 2 sets. | HYD-BME-0307-MU-SIU-CCE-02 | Advanced micronic devices Ltd. | Mediaid M-9000 | W68H38881O | Mr.Srider | 9848381477 | 18POR0072999 | 2006-11-17 | 2007-03-21 | 221950 | B.M.E |  |  |  | USE | Working | Present in ICCU
2 | Monitor | 3 Lead ECG Main cable with lead set, Saturation Main Cable with fingure probe,NIBP Main cable with adult cuff. | HYD-BME-0307-MU-SIU-CCE-03 | Advanced micronic devices Ltd. | Mediaid M-1000 | AQ68B8417 | Mr.Srider | 9848381477 | 18POR0072999 | 2006-11-17 | 2007-03-21 | 91950 | B.M.E |  |  |  | USE | Working | No Remarks
3 | Monitor | 3 Lead ECG Main cable with lead set, Saturation Main Cable with fingure probe,NIBP Main cable with adult cuff. | HYD-BME-0307-MU-SIU-CCE-04 | Advanced micronic devices Ltd. | Mediaid M-1000 | AQ68B8570 | Mr.Srider | 9848381477 | 18POR0072999 | 2006-11-17 | 2007-03-21 | 91950 | B.M.E |  |  |  | USE | Working | No Remarks
4 | Monitor | 3 Lead ECG Main cable with lead set, Saturation Main Cable with fingure probe,NIBP Main cable with adult cuff. | HYD-BME-0307-MU-SIU-CCE-05 | Advanced micronic devices Ltd. | Mediaid M-1000 | AQ68B8586 | Mr.Srider | 9848381477 | 18POR0072999 | 2006-11-17 | 2007-03-21 | 91950 | B.M.E |  |  |  | USE | Working | Present in MICU
5 | Monitor | 3 Lead ECG Main cable with lead set, Saturation Main Cable with fingure probe,NIBP Main cable with adult cuff. | HYD-BME-0307-MU-PAU-CCE-01 | Advanced micronic devices Ltd. | Mediaid M-1000 | AQ68B8441 | Mr.Srider | 9848381477 | 18POR0072999 | 2006-11-17 | 2007-03-21 | 91950 | B.M.E |  |  |  | USE | Working | No Remarks
6 | Syringe Pump | Pole clamp | HYD-BME-0307-MU-SIU-CCE-07 | Fresenius Kabi | Injectomat Agilia | 18090 / 19741280 | Mr.Asraf | 9849160266 | 18P0R0073437 | 2006-12-07 | 2007-03-31 | 22755 | B.M.E |  |  |  | USE | Working | No Remarks
7 | Syringe Pump | Pole clamp | HYD-BME-0307-MU-SIU-CCE-08 | Fresenius Kabi | Injectomat Agilia | 18090 / 19741281 | Mr.Asraf | 9849160266 | 18P0R0073437 | 2006-12-07 | 2007-03-31 | 22755 | B.M.E |  |  |  | USE | Working | No Remarks
8 | Syringe Pump | Pole clamp | HYD-BME-0307-MU-SIU-CCE-09 | Fresenius Kabi | Injectomat Agilia | 18090 / 19741282 | Mr.Asraf | 9849160266 | 18P0R0073437 | 2006-12-07 | 2007-03-31 | 22755 | B.M.E |  |  |  | USE | Working | No Remarks
9 | Syringe Pump | Pole clamp | HYD-BME-0307-MU-SIU-CCE-10 | Fresenius Kabi | Injectomat Agilia | 18090 / 19741283 | Mr.Asraf | 9849160266 | 18P0R0073437 | 2006-12-07 | 2007-03-31 | 22755 | B.M.E |  |  |  | USE | Working | No Remarks
10 | Syringe Pump | Pole clamp | HYD-BME-0307-MU-SIU-CCE-11 | Fresenius Kabi | Injectomat Agilia | 18090 / 19741284 | Mr.Asraf | 9849160266 | 18P0R0073437 | 2006-12-07 | 2007-03-31 | 22755 | B.M.E |  |  |  | USE | Working | No Remarks
11 | Syringe Pump | Pole clamp | HYD-BME-0307-MU-SIU-CCE-12 | Fresenius Kabi | Injectomat Agilia | 18090 / 19741285 | Mr.Asraf | 9849160266 | 18P0R0073437 | 2006-12-07 | 2007-03-31 | 22755 | B.M.E |  |  |  | USE | Working | No Remarks
12 | Patient warmer | Patient blancket hose | HYD-BME-0407-MU-SIU-CCE-16 | BL Life Science pvt Ltd. | Bair Hugger | 73585 | Mr. Prasad | 9948911916 | 18POR0073168 | 2006-11-23 | 2007-04-02 | 90000 | B.M.E |  |  |  | USE | Working | No Remarks
13 | Monitor | 3 Lead ECG Main cable with lead set, Saturation Main Cable with fingure probe,NIBP Main cable with adult cuff. | HYD-BME-00-MU-SIU-CCE-17 | Philips | MP20 | DE72846180 | Mr. Ghnana shekhar. | 9908862111 | NA | NA | 2007-01-01 | 260000 | CMC | 2015-04-01 | 2016-03-31 | 19851 | USE | Working | No Remarks
14 | Defibrillator | 3 Lead ECG Cable, External paddles cable with pads, | HYD-BME-1110-MU-SIU-CCE-18 | Medtronic | Life pac 20 | 39208840 | Mr.RaghavendraRrao | 7702482727 | 5010001673 | 2010-09-24 | 2010-11-29 | 220000 | B.M.E |  |  |  | USE | Working | Present in HDU
TOTAL |  |  | 14 |  |  |  |  | 14 |  | 260000 |  | 1296280 |  | 1 |  | 19851
NICU
1 | Syringe Pump | Pole Clamp | HYD-BME-0307-MU-NEU-CCE-05 | Fresenius Kabi | Injectomat Agilia | 18090 / 19741293 | Mr.Asraf | 9849160266 | 18P0R0073437 | 2006-12-07 | 2007-03-31 | 22755 | B.M.E |  |  |  | USE | Working | Cost is in US Dollars 0f 555 coverted to Rupees i.e. 1 dollar = 41 Rs. as on the date of 07/07/2007 present in sdicu 2
2 | Syringe Pump | Pole Clamp | HYD-BME-0307-MU-NEU-CCE-06 | Fresenius Kabi | Injectomat Agilia | 18090 / 19741294 | Mr.Asraf | 9849160266 | 18P0R0073437 | 2006-12-07 | 2007-03-31 | 22755 | B.M.E |  |  |  | USE | Working | Cost is in US Dollars 0f 555 coverted to Rupees i.e. 1 dollar = 41 Rs. as on the date of 07/07/2007 present in CTICU
3 | Syringe Pump | Pole Clamp | HYD-BME-0307-MU-NEU-CCE-07 | Fresenius Kabi | Injectomat Agilia | 18090 / 19741295 | Mr.Asraf | 9849160266 | 18P0R0073437 | 2006-12-07 | 2007-03-31 | 22755 | B.M.E |  |  |  | USE | Working | Cost is in US Dollars 0f 555 coverted to Rupees i.e. 1 dollar = 41 Rs. as on the date of 07/07/2007 PRESENT IN CTICU
4 | Infant Warmer | Temperature probe | HYD-BME-0307-MU-NEU-CCE-12 | Phoenix Medical systems Pvt Ltd | NWST-100 | 2650 | Mr. Subba Reddy | 9393346493 9391605550 | 18POR0072994 | 2006-11-17 | 2007-03-30 | 48790 | B.M.E |  |  |  | USE | Working | No Remarks
5 | Phhototherapy | No Accessories | HYD-BME-0307-MU-NEU-CCE-13 | Phoenix Medical systems Pvt Ltd | PT 104 / PB 100 | 2289 / 2234 | Mr. Subba Reddy | 9393346493 9391605550 | 18POR0072994 | 2006-11-17 | 2007-03-30 | 29790 | B.M.E |  |  |  | USE | Working | No Remarks
6 | Apnea Monitor | Adaptor and sensor probe | HYD-BME-0307-MU-NEU-CCE-14 | Phoenix Medical systems Pvt Ltd | AM-100 | 1010 | Mr. Subba Reddy | 9393346493 9391605550 | 18POR0072994 | 2006-11-17 | 2007-03-30 | 22790 | B.M.E |  |  |  | NOT IN USE | Working | No Remarks
7 | Foetal Monitor | Ultrasound Transducer # U10517 , TOCO Transducer # T8042 | HYD-BME-0707-MU-NEU-CCE-15 | BPL Ltd. | FM 9534 | BQTA6C1154 / U10517 / T8042 | Mr.Gopi | 9885468902 | 92POR0000003 | 2007-04-05 | 2007-07-04 | 119600 | B.M.E |  |  |  | USE | Working | No Remarks
TOTAL |  |  | 7 |  |  |  |  | 7 |  | 0 |  | 289235 |  | 0 |  | 0
2GW
1 | Monitor | 3 Lead ECG Main cable with lead set, Saturation Main Cable with fingure probe,NIBP Main cable with adult cuff. | HYD-BME-0307-MU-ICU-CCE-07 | Advanced micronic devices Ltd. | Mediaid M-1000 | AQ68B8696 | Mr.Srider | 9848381477 | 18POR0072999 | 2006-11-17 | 2007-03-21 | 91950 | B.M.E |  |  |  | Use | Working | Present in MICU
2 | Monitor | 3 Lead ECG Main cable with lead set, Saturation Main Cable with fingure probe,NIBP Main cable with adult cuff. | HYD-BME-0215-MU-SICU-CCE-18 | Srimedical | Technocare | 1412M048 | Mr.Srider | 9848381477 | 17140003024 | 2015-01-30 | 2015-02-20 | 60000 | Warrenty | 2015-02-20 | 2018-02-20 |  | Use | Working | PRESENT IN SECBAD
3 | Monitor | 3 Lead ECG Main cable with lead set, Saturation Main Cable with Neonatal fingure probe,NIBP Main cable with adult cuff. | HYD-BME-0307-MU-NEU-CCE-04 | Advanced micronic devices Ltd. | Mediaid M-1000 | AQ68B8645 | Mr.Srider | 9848381477 | 18POR0072999 | 2006-11-17 | 2007-03-21 | 91950 | B.M.E |  |  |  | USE | Working | No Remarks
TOTAL |  |  | 3 |  |  |  |  | 3 |  | 0 |  | 243900 |  | 0 |  | 0
MICU
1 | Monitor | 3 Lead ECG Main cable with lead set, Saturation Main Cable with fingure probe,NIBP Main cable with adult cuff, Nasal CO2 sample line pediatric and adult 2 sets, dry line gas sample line 2 sets, water traps 2 Nos, Mouth pieces 2 Nos, Sample line Extensions 2 sets. | HYD-BME-0307-MU-MIU-CCE-02 | Advanced micronic devices Ltd. | Mediaid M-9000 | W68H38991O | Mr.Srider | 9848381477 | 18POR0072999 | 2006-11-17 | 2007-03-21 | 221950 | B.M.E |  |  |  | USE | Working | Later Upgraded for ETCO2 w.r.t order no. 90POR0009060, dt. 27/06/2007 & Cost of the Moniotr Stand Present in ICCU
2 | Monitor | 3 Lead ECG Main cable with lead set, Saturation Main Cable with fingure probe,NIBP Main cable with adult cuff. | HYD-BME-0307-MU-MIU-CCE-03 | Advanced micronic devices Ltd. | Mediaid M-1000 | AQ68B8042 | Mr.Srider | 9848381477 | 18POR0072999 | 2006-11-17 | 2007-03-21 | 91950 | B.M.E |  |  |  | USE | Working | Present in ER
3 | Monitor | 3 Lead ECG Main cable with lead set, Saturation Main Cable with fingure probe,NIBP Main cable with adult cuff. | HYD-BME-0307-MU-MIU-CCE-04 | Advanced micronic devices Ltd. | Mediaid M-1000 | AQ68B8432 | Mr.Srider | 9848381477 | 18POR0072999 | 2006-11-17 | 2007-03-21 | 91950 | B.M.E |  |  |  | USE | Working | Cost of the Monitor Stand Included
4 | Monitor | 3 Lead ECG Main cable with lead set, Saturation Main Cable with fingure probe,NIBP Main cable with adult cuff. | HYD-BME-0307-MU-MIU-CCE-05 | Advanced micronic devices Ltd. | Mediaid M-1000 | AQ68B8700 | Mr.Srider | 9848381477 | 18POR0072999 | 2006-11-17 | 2007-03-21 | 91950 | B.M.E |  |  |  | USE | Working | Cost of the Monitor Stand Included Present in ICCU
5 | Monitor | 3 Lead ECG Main cable with lead set, Saturation Main Cable with fingure probe,NIBP Main cable with adult cuff. | HYD-BME-0307-MU-MIU-CCE-06 | Advanced micronic devices Ltd. | Mediaid M-1000 | W68H38891O | Mr.Srider | 9848381477 | 18POR0072999 | 2006-11-17 | 2007-03-21 | 91950 | B.M.E |  |  |  | USE | Working | Cost of the Monitor Stand Included PRESENT IN ICU
6 | Monitor | 3 Lead ECG Main cable with lead set, Saturation Main Cable with fingure probe,NIBP Main cable with adult cuff. | HYD-BME-0307-MU-MIU-CCE-07 | Advanced micronic devices Ltd. | Mediaid M-1000 | AQ68B8521 | Mr.Srider | 9848381477 | 18POR0072999 | 2006-11-17 | 2007-03-21 | 91950 | B.M.E |  |  |  | USE | Working | Cost of the Monitor Stand Included
7 | Syringe Pump | Pole Clamp | HYD-BME-0307-MU-MIU-CCE-08 | Fresenius Kabi | Injectomat Agilia | 18090 / 19741345 | Mr.Asraf | 9849160266 | 18POR0073437 | 2006-12-07 | 2007-03-31 | 22755 | B.M.E |  |  |  | USE | Working | Cost is in US Dollars 0f 555 coverted to Rupees i.e. 1 dollar = 41 Rs as on the date of 07/07/2007 Present in ICCU
8 | Syringe Pump | Pole Clamp | HYD-BME-0307-MU-MIU-CCE-09 | Fresenius Kabi | Injectomat Agilia | 18090 / 19741346 | Mr.Asraf | 9849160266 | 18POR0073437 | 2006-12-07 | 2007-03-31 | 22755 | B.M.E |  |  |  | USE | Working | Cost is in US Dollars 0f 555 coverted to Rupees i.e. 1 dollar = 41 Rs as on the date of 07/07/2007 Present in ICCU
9 | Syringe Pump | Pole Clamp | HYD-BME-0307-MU-MIU-CCE-10 | Fresenius Kabi | Injectomat Agilia | 18090 / 19741347 | Mr.Asraf | 9849160266 | 18POR0073437 | 2006-12-07 | 2007-03-31 | 22755 | B.M.E |  |  |  | USE | Working | Cost is in US Dollars 0f 555 coverted to Rupees i.e. 1 dollar = 41 Rs as on the date of 07/07/2007 Present in ICCU
10 | Syringe Pump | Pole Clamp | HYD-BME-0307-MU-MIU-CCE-11 | Fresenius Kabi | Injectomat Agilia | 18090 / 19741348 | Mr.Asraf | 9849160266 | 18POR0073437 | 2006-12-07 | 2007-03-31 | 22755 | B.M.E |  |  |  | USE | Working | Cost is in US Dollars 0f 555 coverted to Rupees i.e. 1 dollar = 41 Rs as on the date of 07/07/2007 Present in ICCU
11 | Syringe Pump | Pole Clamp | HYD-BME-0307-MU-MIU-CCE-12 | Fresenius Kabi | Injectomat Agilia | 18090 / 19741349 | Mr.Asraf | 9849160266 | 18POR0073437 | 2006-12-07 | 2007-03-31 | 22755 | B.M.E |  |  |  | USE | Working | Cost is in US Dollars 0f 555 coverted to Rupees i.e. 1 dollar = 41 Rs as on the date of 07/07/2007 Present in ICCU
12 | Syringe Pump | Pole Clamp | HYD-BME-0307-MU-MIU-CCE-13 | Fresenius Kabi | Injectomat Agilia | 18090 / 19741350 | Mr.Asraf | 9849160266 | 18POR0073437 | 2006-12-07 | 2007-03-31 | 22755 | B.M.E |  |  |  | USE | Working | Cost is in US Dollars 0f 555 coverted to Rupees i.e. 1 dollar = 41 Rs as on the date of 07/07/2007
13 | Infusion Pump | Pole Clamp | HYD-BME-0107-MU-MIU-CCE-14 | B Braun | Infusomat P | 32188 | Mr.G.Ravi Kiran | 9908330088 | 18POR0073187 | 2006-11-24 | 2007-01-05 | 44000 | B.M.E |  |  |  | USE | Working | No Remarks
14 | Infusion Pump | Pole Clamp | HYD-BME-0107-MU-MIU-CCE-16 | B Braun | Infusomat P | 32168 | Mr.G.Ravi Kiran | 9908330088 | 18POR0073187 | 2006-11-24 | 2007-01-05 | 44000 | B.M.E |  |  |  | USE | Working | No Remarks
15 | Defibrillator | 3 Lead ECG Cable, External paddles cable with pads. | HYD-BME-0407-MU-MIU-CCE-01 | Philips | Heartstart XL | US00448595 | Mr. Ghnana shekhar. | 9908862111 | 18POR0073207 | 2006-11-24 | 2007-04-02 | 175000 | CMC | 2015-04-01 | 2016-03-31 | 16427 | USE | Working | No Remarks
16 | Monitor | 3 Lead ECG Main cable with lead set, Saturation Main Cable with fingure probe,NIBP Main cable with adult cuff. | HYD-BME-1214-MU-MICU-CCE-01 | Philips | MP20 | DE48087169 | Mr. Ghnana shekhar. | 9908862111 | 17140001579 | 2014-09-01 | 2014-12-15 | 185000 |  |  |  |  | USE | Working | No Remarks
17 | Monitor | 3 Lead ECG Main cable with lead set, Saturation Main Cable with fingure probe,NIBP Main cable with adult cuff, Nasal CO2 sample line pediatric and adult 2 sets, dry line gas sample line 2 sets, water traps 2 Nos, Mouth pieces 2 Nos, Sample line Extensions 2 sets. | HYD-BME-0109-MU-MIU-CCE-18 | EMERGENT MEDI-TECH | MEC2000 | CV88100808 | Prasad Reddy | 9849042409 | 92POR0000422 | 2008-10-03 | 2009-01-30 | 85000 | B.M.E |  |  |  | USE | Working | No Remarks
18 | Monitor | 3 Lead ECG Main cable with lead set, Saturation Main Cable with fingure probe,NIBP Main cable with adult cuff. With stand | HYD-BME-0215-MU-MICU-CCE-20 | Srimedical | Technocare | 1412M050 | Mr.Srider | 9848381477 | 17140003024 | 2015-01-30 | 2015-02-20 | 60000 | Warrenty | 2015-02-20 | 2018-02-20 |  | Use | Working | No Remarks
19 | Monitor | 3 Lead ECG Main cable with lead set, Saturation Main Cable with fingure probe,NIBP Main cable with adult cuff. | VIJ-BME-0705-PC-CTU-CCE-05 | Philips | MP20 | DE50405760 | Mr. Ghnana shekhar. | 9908862111 | NA | NA | 2005-07-04 | 260000 | CMC | 2015-04-01 | 2016-03-31 | 15341 | Use | Working | No Remarks
TOTAL |  |  | 19 |  |  |  |  | 19 |  | 435000 |  | 1671230 |  | 2 |  | 31768
CTICU
1 | Monitor | 3 Lead ECG Main cable with lead set, Saturation Main Cable with fingure probe,NIBP Main cable with adult cuff, Nasal CO2 sample line pediatric and adult 2 sets, dry line gas sample line 2 sets, water traps 2 Nos, Mouth pieces 2 Nos, Sample line Extensions 2 sets. | HYD-BME-0109-MU-CTICU-CCE-01 | EMERGENT MEDI-TECH | MEC2000 | CV88100855 | Prasad Reddy | 9849042409 | 92POR0000422 | 2008-10-03 | 2009-01-30 | 85000 | B.M.E |  |  |  | USE | working | FROM PUNE
2 | Monitor Mp20 | ECG,SPO2,NIBP,Press,Temp Modulewith 5 Lead ECG Main cable with lead set, saturation probe,NIBP main cable with adult cuff. 2 Press,Temp, | HYD-BME-MU-CTICU-CCE-02 | Philips | Mp20 | DE72830648 | Mr. Ghnana shekhar. | 9908862111 | NA | NA | 2007-07-01 | 260000 | CMC | 2015-04-01 | 2016-03-31 | 19851 | USE | Working | Present in OT,CMC expired
3 | Monitor Mp20 | ECG,SPO2,NIBP,Press,Temp Modulewith 5 Lead ECG Main cable with lead set, saturation probe,NIBP main cable with adult cuff. 2 Press,Temp, | HYD-BME-MU-CTICU-CCE-03 | Philips | Mp20 | DE72846168 | Mr. Ghnana shekhar. | 9908862111 | NA | NA | 2007-07-01 | 260000 | CMC | 2015-04-01 | 2016-03-31 | 19851 | USE | working | CMC expired
4 | Syringe Pump | Pole clamp | HYD-BME-MU-CTICU-CCE-04 | Fresenius Kabi | Injectomat Agilia | 18090 / 19983441 | Mr. Ashraf | 9849650144 | NA | NA | 2007-07-01 | 22755 | B.M.E |  |  |  | USE | working | FROM PUNE
5 | Pacemaker | "Patient extension cable (Length 2.5mm ) # 42220""Patient extension cable (Length 2.5mm ) # 42220" | HYD-BME-0407-MU-ICU-CCE-21 | Bio-Care Medical Systems | EV4543 | MVBX7270 | Mr.Arif | 9849443349 | 18POR0073008 | 2006-11-17 | 2007-04-04 | 68000 | B.M.E |  |  |  | USE | Working | FROM PUNE
6 | Pacemaker | "Patient extension cable (Length 2.5mm ) # 42220""Patient extension cable (Length 2.5mm ) # 42220" | HYD-BME-0407-MU-CATH-CCE-22 | Pace Medical INC Waltham | EV4543 | k1928 | Mr.Arif | 9849443349 | 92POR0000437 | 2008-11-11 | 2009-12-10 | 83200 | B.M.E |  |  |  | USE | working | FROM PUNE
7 | Defibrillator | 3 Lead ECG Cable, External paddles cable with pads,pacer cable. | HYD-BME-0407-MU-SIU-CCE-15 | Philips | Heartstart XL | US00448594 | Mr. Ghnana shekhar. | 9908862111 | 18POR0073207 | 2006-11-24 | 2007-04-02 | 250000 | CMC | 2015-04-01 | 2016-03-31 | 16427 | USE | Working | No Remarks
8 | Patient warmer | Patient blancket hose | HYD-BME-MU-CTICU-CCE-16 | BL Life Science pvt Ltd. | Bair Hugger | 77078 | Mr. Prasad | 9948911916 | 92POR0000026 | 2007-05-28 | 2007-06-12 | 90000 | B.M.E |  |  |  | USE | Working | FROM PUNE
9 | Infusion Pump | Pole Clamp | PUNE-BME-0001-LC-CTICU-CCE-06 | fresenius Kabi | optimavs | 027290/19834974 | Mr. Ashraf | 9849650144 | NA | NA | 2010-01-06 | 44000 | B.M.E |  |  |  | USE | Working | FROM PUNE
10 | Infusion Pump | Pole Clamp | PUNE-BME-0001-LC-CTICU-CCE-05 | fresenius Kabi | optimavs | 027290/19834971 | Mr. Ashraf | 9849650144 | NA | NA | 2010-01-06 | 44000 | B.M.E |  |  |  | USE | Working | FROM PUNE
11 | Blood warmer | Power cable | HYD-BME-MU-CTICU-CCE-01 | bL Life Science pvt Ltd. | 245 | 35179 | Mr. Prasanth | 9885018566 | NA | NA | 2007-07-01 | 120000 | B.M.E |  |  |  | NOT IN USE | Working | FROM PUNE
12 | ECG Machine | 10 Lead ECG Module # USD0622235 with lead set, 6 Chest electrodes,4 Limb clamps. | HYD-BME-0407-MU-SIU-CAR-01 | Philips | Trim - 1 | USD0612827 | Mr. Ghnana shekhar. | 9908862111 | 18POR0073207 | 2006-11-24 | 2007-04-02 | 50000 | CMC | 2015-04-01 | 2016-03-31 | 11324 | USE | Working | No Remarks
13 | Blood warmer | Power cable | HYD-BME- 1114-MU-CTICU-CCE-01 | SREEMEDICALS |  |  | Mr.SRIDHER |  | 17140002457 | 2014-11-24 | 2014-11-26 | 55125 | B.M.E |  |  |  | USE | working | No Remarks
14 | Syringe Pump | Pole Clamp | HYD-BME-0307-MU-GOT-CCE-06 | Fresenius Kabi | Injectomat Agilia | 18090 / 19741302 | Mr.Asraf | 9849160266 | 18POR0073437 | 2006-12-07 | 2007-03-31 | 22755 | B.M.E |  |  |  | USE | Working | Cost is in US Dollars 0f 555 coverted to Rupees i.e. 1 dollar = 41 Rs as on the date of 07/07/2007 (INTERNAL TRANSFOR TO CTICU )
15 | Syringe Pump | Pole Clamp | HYD-BME-0307-MU-GOT-CCE-07 | Fresenius Kabi | Injectomat Agilia | 18090 / 19741303 | Mr.Asraf | 9849160266 | 18POR0073437 | 2006-12-07 | 2007-03-31 | 22755 | B.M.E |  |  |  | USE | Working | Cost is in US Dollars 0f 555 coverted to Rupees i.e. 1 dollar = 41 Rs as on the date of 07/07/2007 (INTERNAL TRANSFOR TO CTICU )
16 | Syringe Pump | Pole Clamp | HYD-BME-0307-MU-GOT-CCE-08 | Fresenius Kabi | Injectomat Agilia | 18090 / 19741304 | Mr.Asraf | 9849160266 | 18POR0073437 | 2006-12-07 | 2007-03-31 | 22755 | B.M.E |  |  |  | USE | Working | Cost is in US Dollars 0f 555 coverted to Rupees i.e. 1 dollar = 41 Rs as on the date of 07/07/2007 (INTERNAL TRANSFOR TO CTICU )
17 | Syringe Pump | Pole Clamp | HYD-BME-0307-MU-GOT-CCE-09 | Fresenius Kabi | Injectomat Agilia | 18090 / 19741305 | Mr.Asraf | 9849160266 | 18POR0073437 | 2006-12-07 | 2007-03-31 | 22755 | B.M.E |  |  |  | USE | Working | Cost is in US Dollars 0f 555 coverted to Rupees i.e. 1 dollar = 41 Rs as on the date of 07/07/2007 (INTERNAL TRANSFOR TO CTICU )
18 | Syringe Pump | Pole Clamp | PUN-BME-LC-COT-OTE-1 | Fresenius Kabi | Injectomat Agilia | 18090 / 19983443 | Mr.Asraf | 9849160266 | NA | NA | 2010-01-06 | 22755 | B.M.E |  |  |  | USE | Working | shifted from pune (LC) (INTERNAL TRANSFOR TO CTICU )
19 | Syringe Pump | Pole Clamp | PUN-BME-0610-LC-ERC-CCE-09 | Fresenius Kabi | Injectomat Agilia | 18090/19741266 | Mr.Asraf | 9849160266 | NA | NA | 2010-06-01 | 22755 | B.M.E |  |  |  | USE | Working | shifted from pune (LC) (INTERNAL TRANSFOR TO CTICU )
TOTAL |  |  | 19 |  |  |  |  | 19 |  | 820000 |  | 1568610 |  | 4 |  | 67453
PCW
1 | Monitor | 3 Lead ECG Main cable with lead set, Saturation Main Cable with fingure probe,NIBP Main cable with adult cuff. | HYD-BME-0307-ICU-CCE-08 | Advanced micronic devices Ltd. | Mediaid M-1000 | AQ68B8425 | Mr.Srider | 9848381477 | 18POR0072999 | 2006-11-17 | 2007-03-21 | 91950 | B.M.E |  |  |  | USE | Working | No Remarks
TOTAL |  |  | 1 |  |  |  |  | 1 |  | 0 |  | 91950 |  | 0 |  | 0
CSSD
1 | Vaertical Steam Sterilizer | Power cable, gauges | HYD-BME-0407-MU-CSD-SUP-01 | Asian Surgical Company | vertical | NA | Mr. Srinivas | 9246825173 | 92POR0000005 | 2007-04-05 | 2007-04-20 | 91520 | B.M.E |  |  |  | USE | working | USED IN LAB-M (SERIAL NUMBER NOT AVAILABLE)
2 | Vertical Steam Sterilizer (small) | Power cable, gauges | HYD-BME-1207-MU-CSD-SUP-03 | Asian Surgical Company | vertical | NA | Mr. Srinivas | 9246825173 | NA | 2000-01-01 | 2007-12-08 | 91520 | B.M.E |  |  |  | USE | working | USED IN LAB-M (SERIAL NUMBER NOT AVAILABLE)
TOTAL |  |  | 2 |  |  |  |  | 2 |  | 0 |  | 183040 |  | 0 |  | 0
GOT
1 | Monitor | ECG,SPO2,NIBP,Press,Temp Module # DE632G4305 with 5 Lead ECG Main cable with lead set, saturation probe,NIBP main cable with adult cuff. 2 Press,Temp, ETCO2 Main stream Module # DE52403026 with ETCO2 Sensor, adult and pediatric adaptor. | HYD-BME-0407-MU-GOT-CCE-01 | Philips | MP20 | DE62222570 | Mr. Ghnana shekhar. | 9908862111 | 18POR0073028 | 2006-11-18 | 2007-04-02 | 260000 | CMC | 2015-04-01 | 2016-03-31 | 18522 | USE | Working | No Remarks
2 | OT Table | Standard Accessories : Cognate with Remote control 1 No, L Shaped Anaesthesia frame 1 No, Shoulder support with pad 1 pair, Arm board with pad 2 pairs, Ateral support with pad 1 pair,Wrist strap 1 pair, Knee crutches goepel type 1 pair, mattress for table 1 set. Orthopedic attachment: ortho leg traction attachment 1 No, Hand traction device 1 No, M type face head rest 1 No, oplital support 1 No, HIP nailing support 1 No,Radio translucent top for hand operating table 1 No,Tibia support L shaped knee 1 No, steinman pin holding clamps 1 No, Spinal bridge 1 No.Neuro Attachments for OT Table (3 Pin retra Headre, Prone & Sitting Position) | HYD-BME-0307-MU-GOT-OTE-02 | SISCO | "SS-1200 Coagunate""SS-1200 Coagunate""SS-1200 Coagunate" | NA | Mr. Arun | 9885044195 | 18POR0072996 | 2006-11-17 | 2007-03-26 | 499969 | B.M.E |  |  |  | USE | Working | Neuro Attachments bought Later w.r.t to PO No. 90POR0008048, dt. 30/05/2007, costing 84864.
3 | OT Light | NO Accessories | HYD-BME-0507-MU-GOT-OTE-03 | Vishal surgical equipment | "H6ECO/ H6ECO.CIF""H6ECO/ H6ECO.CIF""H6ECO/ H6ECO.CIF" | MLH6E3B0000064540, MLH6E3B0000064541 | Mr. Janardhan | 9848308128 | 18POR0072441 | 2006-10-27 | 2007-05-12 | 399000 | B.M.E |  |  |  | USE | Working | Cost is in Eurus of 7000 coverted to Rupees i.e 1 Euru=55.23 as on the date of 07/07/2007
4 | Diathermy machine | Double pedal switch 1 No, monopolar cable 1 No, straight knife electrode 1 No,Thick needle electrode 1 No, Thin needle electrode 1 No,Ball electrode 2.5 mm 1 No, Ball electrode 4 mm 1 No,Bipolar cable 1 No,Bipolar forceps(probe) 1 No,TURP Adaptor 1 No, Disposable hand control pencil switch 5 Nos, Disposable patient pads 5 Nos. | HYD-BME-0307-MU-GOT-OTE-04 | Advanced medical systems | Alsatom SU 140/D-MPC | 4782 | Mr.Venkateswarulu | 9848170747 | 18POR0073802 | 2006-12-22 | 2007-03-26 | 115000 | B.M.E |  |  |  | USE | Working | No Remarks
5 | Tourniquet | Hose assembly blue, Hose assembly red, Reusable cuffs 7 Nos - 20cm x 7cm, 30cm x 9cm, 46cm x 10cm, 61cm x 10cm, 76cm x 10cm, 86cm x 10cm, 107cm x 10cm, | HYD-BME-0100-MU-GOT-OTE-07 | Laksh Enterprises | ATS 1200 | 1207AAAS | Laksh Enterprises | 23233260 | 92POR0000024 | 2007-05-23 | 2007-05-23 | 228800 | B.M.E |  |  |  | USE | Working | No Remarks
6 | Syringe Pump | Pole Clamp | HYD-BME-0307-MU-GOT-CCE-04 | Fresenius Kabi | Injectomat Agilia | 18090 / 19741300 | Mr.Asraf | 9849160266 | 18POR0073437 | 2006-12-07 | 2007-03-31 | 22755 | B.M.E |  |  |  | USE | Working | Cost is in US Dollars 0f 555 coverted to Rupees i.e. 1 dollar = 41 Rs as on the date of 07/07/2007 (INTERNAL TRANSFOR TO sdicu-1)
7 | Syringe Pump | Pole Clamp | HYD-BME-0307-MU-GOT-CCE-05 | Fresenius Kabi | Injectomat Agilia | 18090 / 19741301 | Mr.Asraf | 9849160266 | 18POR0073437 | 2006-12-07 | 2007-03-31 | 22755 | B.M.E |  |  |  | USE | Working | Present in ER
8 | Infusion Pump | Pole Clamp | HYD-BME-0107-MU-GOT-CCE-10 | B Braun | Infusomat P | 32137 | Mr.G.Ravi Kiran | 9908330088 | 18POR0073187 | 2006-11-24 | 2007-01-05 | 44000 | B.M.E |  |  |  | USE | Working | No Remarks
9 | Flash auto clave | power card | HYD-BME-1207-MU-GOT-SUP-01 | Venus surgicals | Nova-3 | 2510066 | Mr. Srinivas | 9246825173 | 92POR0000090 | 2007-07-30 | 2007-12-28 | 237800 | AMC Type (Lab/Comp) | 2015-04-01 | 2016-03-31 | 15500 | USE | Working | No Remarks
10 | Liposuction | power card ,INTUBING 55 DDS BASIC SET,DD JAR SET, TISSUE COLLECTOR300ML(DISPOSABLE)ADAPTOR, SUCTION HOSE , 10 CANNULAES | HYD-BME-0209-MU-GOT-OTE-18 | Atmos | Record 55 | 5.2244/060-000615-052-2008-08 | Mr.Venkateswarulu | 9848170747 | 92POR0000530 | 2009-08-13 | 2009-08-19 | 335000 | B.M.E |  |  |  | USE | Working | No Remarks
11 | Lithotripsy | power card ,Foot switch,control unit,powercoated trolley with compresses,tube with adaptor | HYD-BME-1209-MU-GOT-OTE-19 | Status Medical | CC55DX | CCU438/5 | Mr. Balakishore | 9949243388 | 92POR0000535 | 2009-11-03 | 2009-12-04 | 104000 | B.M.E |  |  |  | USE | Working | No Remarks
12 | Operating Microscope | FLOOR STAND | HYD-BME-1207-MU-GOT-OTE-21 | MN Surgical | Opto Focus OPM1 | 33580 | Mr.M.S.Reddy | 9848762569 | 90P0R0015336 | 2008-07-02 | 2007-12-17 | 67600 | B.M.E |  |  |  | USE | Working | shifted from pune (LC)
13 | vessel sealing system with saline bipolar plasama&bipolar coagulation(Saline turp / diathermy) | Bipolar loops for saline coag,re-usable bio-polar forcep with silicon cable,three pedal magnetic foot switch control,power chord, | HYD-BME-0213-MU-GOT-OTE-01 | BIOCARE MEDICAL SYSTEMS | ALAN | Plasma Touch Sr. No T-1106001 | Mr. Eshwar | 9949668339 | 85110006942 | 2013-01-24 | 2013-02-08 | 262500 | B.M.E |  |  |  | USE | Working | No Remarks
14 | Hydro mat URO PUMP (LASSER M/C Accessory) | Accessories of laser machine Power card, foot switch | HYD-BME-0513-MU-GOT-OTE-01 | Sree keerthi agency |  |  |  |  | 85110007215 | 2013-03-01 | 13/05/13 | 61425 | B.M.E |  |  |  | USE | Working | warranty expaired 13/5/14
TOTAL |  |  | 14 |  |  |  |  | 14 |  | 497800 |  | 2660604 |  | 2 |  | 34022
NOT
1 | Monitor | ECG,SPO2,NIBP,Press,Temp Module # DE632G4308 with 5 Lead ECG Main cable with lead set, saturation probe,NIBP main cable with adult cuff. 1 Press,Temp, ETCO2 Micro stream Module # DE43523342 with Disposable kit -01 Box ( 25 Nos ) | HYD-BME-0407-MU-GOT-CCE-03 | Philips | MP20 | DE62222507 | Mr. Ghnana shekhar. | 9908862111 | 18POR0073028 | 2006-11-18 | 2007-04-02 | 260000 | CMC | 2015-04-01 | 2016-03-31 | 18511 | use | Working | No Remarks
2 | OT Table | Standard Accessories : Cognate with Remote control 1 No, L Shaped Anaesthesia frame 1 No, Shoulder support with pad 1 pair, Arm board with pad 2 pairs, Ateral support with pad 1 pair, Wrist strap 1 pair, Knee crutches goepel type 1 pair, mattress for table 1 set. | HYD-BME-0307-MU-GOT-OTE-13 | SISCO | SS-1200Coagunate | NA | Mr. Arun | 9885044195 | 18POR0072996 | 2006-11-17 | 2007-03-26 | 259759 | B.M.E |  |  |  | use | Working | No Remarks
3 | OT Light | NO Accessories | HYD-BME-0507-MU-GOT-OTE-14 | Vishal surgical equipment | H6ECO/H6ECO.CIF | MLH6E3B0000064542, MLH6E3B0000064543 | Mr. Janardhan | 9848308128 | 18POR0072441 | 2006-10-27 | 2007-05-12 | 399000 | B.M.E |  |  |  | use | Working | Cost is in Eurus of 7000 coverted to Rupees i.e 1 Euro=57 Rs on the date of 07/07/2007
4 | Manman Bone Drill | Manman driving unite,motor,footswitch,Handpiece,hosepipe | HYD-BME-0707-MU-GOT-OTE-16 | Manman | MANMAN | 999/1157 | Manman | 020 24477578,24450189 | 92POR0000029 | 2007-06-05 | 2007-07-09 | 85096.8 | B.M.E |  |  |  | use | Working | No Remarks
5 | Surgical Diathermy | Monopolar footswitch 1No, Bipolar footswitch 1No, Bipolar cable 2 Pin 1 No, Bipolar forceps straight 200mm 1 No, TURP Adaptor 1 No. | HYD-BME-0209-MU-GOT-OTE-17 | Asian Bio-Medicals | Valleylab Force FX 8C | F8C60159A | Mr. P. Ravi Kumar | 9848097720 | 92POR0000469 | 22-129 | 2009-02-09 | 459500 | B.M.E |  |  |  | use | Working | No Remarks
6 | Styker Core Drill | core console,, foot switch,micro debrider esex,core universal drill | HYD-BME-0110-MU-GOT-OTE-01 | Mark Med-Surg | 5400-50 | 10919502663 | Mr.shafi | 8897508482 | NA | 2009-12-29 | 2010-01-31 | 411535 | CMC | 2015-06-20 | 2016-06-19 | 112421 | use | Working | shifted from pune (LC)
7 | Man man Dive unite craniotone Unti | Manman craniotome handpiece,craniotome cutters, perforator handpiece, perforator cutter 8mm, perforator cutter 10mm , perforator cutter 12mm, motor ,foot sitch , stand | HYD-BME-0110-MU-GOT-OTE-01 | Balamuragan Associates | MANMAN | motor no H861, FC .no.1815, shaft. no.0111 | Mr . Ramesh | 9849015968 | 85110005983 | 2012-09-22 | 2012-01-10 | 116636 | B.M.E |  |  |  | use | Working | No Remarks
TOTAL |  |  | 7 |  |  |  |  | 7 |  | 671535 |  | 1991526.8 |  | 2 |  | 130932
CTOT
1 | Fluid warmer | Reusable Fluid Warming Set 1No | HYD-BME-0407-MU-GOT-OTE-06 | Hansraj Nayyar Medical India | Hot Line | S10000173 | Mr. G I Santosh Kumar | 9849057571 | 18POR0073167 | 2006-11-23 | 2007-04-10 | 95625 | B.M.E |  |  |  | NOT IN USE | Working | No Remarks
2 | Monitor | ECG,SPO2,NIBP,Press,Temp Module # DE632G4322 with 5 Lead ECG Main cable with lead set, saturation probe,NIBP main cable with adult cuff. 2 Press,Temp, ETCO2 Main stream Module # DE52403017 with ETCO2 Sensor, adult and pediatric adaptor. | HYD-BME-0407-MU-GOT-CCE-02 | Philips | MP20 | DE62222561 | Mr. Ghnana shekhar. | 9908862111 | 18POR0073028 | 2006-11-18 | 2007-04-02 | 260000 | CMC | 2015-04-01 | 2016-03-31 | 18521 | USE | Working | present in cticu
3 | OT Table | Standard Accessories : Cognate with Remote control 1No, L Shaped Anaesthesia frame 1 No, Shoulder support with pad 1 pair, Arm board with pad 2 pairs, Ateral support with pad 1 pair, Wrist strap 1 pair, Knee crutches goepel type 1 pair, mattress for table 1 set. | HYD-BME-0307-MU-GOT-OTE-09 | SISCO | SS-1200Coagunate | NA | Mr. Arun | 9885044195 | 18POR0072996 | 2006-11-17 | 2007-03-26 | 259758 | B.M.E |  |  |  | USE | Working | No Remarks
4 | OT Light | NO Accessories | HYD-BME-0507-MU-GOT-OTE-10 | Vishal surgical equipment | H6ECO/H6ECO.CIF | MLH6E3B0000064516, MLH6E3B0000064517 | Mr. Janardhan | 9848308128 | 18POR0072441 | 2006-10-27 | 2007-05-12 | 399000 | B.M.E |  |  |  | USE | Working | Cost is in Eurus of 7000 coverted to Rupees i.e 1 Euru=55.23 as on the date of 07/07/2007
5 | Diathermy Machine | Monopolar footswitch 1 No, Bipolar footswitch 1 No,Bipolar cable 2 Pin 1 No,Bipolar forceps straight 200mm 1 No, TURP Adaptor 1 No. | HYD-BME-0107-MU-GOT-OTE-11 | Asian Bio-Medicals | Valleylab Force FX 8C | F6E46736A | Mr. P. Ravi Kumar | 9848097720 | 18POR0073801 | 2006-12-22 | 2007-01-16 | 335000 | B.M.E |  |  |  | USE | Working | No Remarks
6 | Defibrillator | 3 Lead ECG Cable, External paddles cable with pads,pacer cable. | PUN-BME-0001-LC-ICU-CCE-21 | Philips | Heartstart XL | US00455948 | Mr. Ghnana shekhar. | 9908862111 | 47POR0000155 | NA | 2000-01-01 | 250000 | CMC | 2015-04-01 | 2016-03-31 | 24789 | USE | Working | No Remarks
7 | Heamotherm | patient mat | PUN-BME-0001-LC-COT-OTE-13 | aadi Enter prizes | Heamotherm/400m | 9129748m | Mr.Suraj | 9394833644 | 47por0000797 | NA | 2000-01-01 | 300000 | B.M.E |  |  |  | USE | Working | shifted from pune (LC) amc expaired
8 | Fibrillator | POWER CABLE | PUN-BME-LC-COT-OTE-1 | FIBRILLATOR | NA | NA | NA | NA | NA | NA | 2010-06-01 | 75000 | B.M.E |  |  |  | USE | Working | shifted from pune (LC)
9 | Sternal Saw | MOTOR,FOOT CONTROLAR,SAW BLADE ,FLEXIBLE CABLE | PUN-BME-0001-LC-COT-OTE-10 | TERUMO | Sarns | 1896 | Mr.Raju | 9849212585 | 47POR0000163 | NA | 2000-01-01 | 350000 | B.M.E |  |  |  | USE | Working | shifted from pune (LC)
10 | Head light Source | CABLE ,LIGHTSOURCE | PUN-BME-0001-LC-COT-OTE-12 | WELCHALLYN | SOLARC | 74227 | Mr.Amit | 9247189998 | 42POROOO164 | NA | 2010-06-10 | 176000 | B.M.E |  |  |  | USE | Working | shifted from pune (LC)
11 | Sternal Saw | MOTOR,FOOT CONTROLAR,SAW BLADE ,FLEXIBLE CABLE | HYD-BME-0714-LC-COT-OTE-13 | TERUMO | Sarns | 2577 | Mr.Raju | 9849212585 | 17140001181 | 2014-07-22 | 2014-07-25 | 472500 | B.M.E |  |  |  | USE | Working | No Remarks
TOTAL |  |  | 11 |  |  |  |  | 11 |  | 510000 |  | 2972883 |  | 2 |  | 43310
DIA
1 | Monitor | 3 Lead ECG Main cable with lead set, Saturation Main Cable with fingure probe,NIBP Main cable with adult cuff. | HYD-BME-0307-MU-NEF-CCE-01 | Advanced micronic devices Ltd. | Mediaid M-1000 | AQ68B8588 | Mr.Srider | 9848381477 | 18POR0072999 | 2006-11-17 | 2007-03-21 | 91950 | B.M.E |  |  |  | USE | Working | PRESENT IN SDICU2
2 | Monitor | 3 Lead ECG Main cable with lead set, Saturation Main Cable with fingure probe,NIBP Main cable with adult cuff. | HYD-BME-0307-MU-NEF-CCE-02 | Advanced micronic devices Ltd. | Mediaid M-1000 | AQ68B8389 | Mr.Srider | 9848381477 | 18POR0072999 | 2006-11-17 | 2007-03-21 | 91950 | B.M.E |  |  |  | USE | Working | NO REMARKS
3 | R O Plant | R.O.Skid ( M.S) 1 No, Pressure vessels 2 Nos, ACM2-4040 Membrane 2 Nos, Flow meters 2 Nos, 20 inches long 3/4 inches housing for meter 1 No, 25 N B Multi port valve- filter 2 Nos, 25 N B Multi port valve- Softner 1 No, Pressure guages-1) oil filled 2 and half inches dial 2 Nos 2 ) ordinary 2 inches dial 3 Nos, Activated carbon 50 Kgs, Pabbles and fine sand 200 Kgs,Conductivity meter 1 No, | HYD-BME-0407-MU-NEF-THE-02 | Aquaflow Systems | NA | NA | Mr. S. Srinivasulu | 9849153945 | 18POR0073555 | 2006-12-12 | 2007-04-28 | 201459 | B.M.E |  |  |  | USE | Working | MODEL AND SERIAL NUMBER NOT AVAILABE
4 | Dialysis machine | Nil | HYD-BME-0108-MU-NEF-THE-04 | Browndove Health Care Pvt. LTd. | B-Braun, Dialog + | 33580 | Mr Bala | 9010022242 | 92POR0000224 | 2007-11-22 | 2008-01-02 | 461250 | AMC Type (Lab/Comp) | 2015-04-01 | 2016-03-31 | 20971 | USE | Working | NO REMARKS
TOTAL |  |  | 4 |  |  |  |  | 4 |  | 461250 |  | 846609 |  | 1 |  | 20971
ENDO
1 | Monitor | 3 Lead ECG Main cable with lead set, Saturation Main Cable with fingure probe,NIBP Main cable with adult cuff. | HYD-BME-0307-MU-GSE-CCE-01 | Advanced micronic devices Ltd. | Mediaid M-1000 | AQ68B8531 | Mr.Srider | 9848381477 | 18POR0072999 | 2006-11-17 | 2007-03-21 | 91950 | B.M.E |  |  |  | use | Working | PRESENR IN SICU
2 | Diathermy | Monopolar & bipolar foot switch, Patient plate. | HYD-BME-0104-MU-GSE-OTE-01 | ECLIPSE Instrumentation pvt ltd | F-300+ | MIC-04-HF171+ | Mr.Venkateswarulu | 9848170747 | NA | 2000-01-01 | 2004-01-01 | 75000 | B.M.E |  |  |  | use | Working | Shifted from Nampally (Present in OT INTERNAL TRANSFER )
3 | Diathermy with APC | Power card switch,patient plate.cables | HYD-BME-0101-MU-GSE-OTE-02 | ERBE | VIO 200S | 11300996 11300997 | Mr.Venkateswarulu | 9848170747 | 92POR0000466 | 2008-12-19 | 2008-01-01 | 178000 | B.M.E |  |  |  | use | Working | equipment cost mentioned approximately
TOTAL |  |  | 3 |  |  |  |  | 3 |  | 0 |  | 344950 |  | 0 |  | 0
CTL
1 | Defibiillator | 3 Lead ECG Cable, External paddles cable with pads,pacer cable. | HYD-BME-MU-0009-CAR-CTH-02 | philips | Heartstart XL | US00577571 | gnanshekar | 9908862111 | 92POR0000533 | 2009-10-30 | 2009-10-30 | 250000 | CMC | 2015-04-01 | 2016-03-31 | 14916 | USE | Working | No Remarks
2 | Infusion Pump | Pole clamp | HYD-BME-MU-CATH-03 | B Broun | Infusion P | 027290/19835010 | Mr.G.Ravi Kiran | 9908330088 | NA | NA | 2007-06-01 | 44000 | B.M.E |  |  |  | USE | Working | It is taken as hospital starting date
3 | Syringe Pump | Pole clamp | HYD-BME-MU-CATH-04 | Fresenius Kabi | Injectomat Agilia | 18090/19741286 | Mr.Asraf | 9849160266 | 18P0R0073437 | 2006-12-07 | 2007-03-31 | 22755 | B.M.E |  |  |  | USE | Working | Cost is in US Dollars 0f 555 coverted to Rupees i.e. 1 dollar = 41 as on the date of 07/07/2007
4 | Syringe Pump | Pole clamp | HYD-BME-MU-CATH-05 | Fresenius Kabi | Injectomat Agilia | 18090/19741261 | Mr.Asraf | 9849160266 | 18P0R0073437 | 2006-12-07 | 2007-03-31 | 22755 | B.M.E |  |  |  | USE | Working | Cost is in US Dollars 0f 555 coverted to Rupees i.e. 1 dollar = 41 as on the date of 07/07/2007 Present in MICU
5 | Syringe Pump | Pole clamp | HYD-BME-MU-CATH-06 | Fresenius Kabi | Injectomat Agilia | 18090/19741263 | Mr.Asraf | 9849160266 | 18P0R0073437 | 2006-12-07 | 2007-03-31 | 22755 | B.M.E |  |  |  | USE | Working | Cost is in US Dollars 0f 555 coverted to Rupees i.e. 1 dollar = 41 as on the date of 07/07/2007
6 | Syringe Pump | Pole clamp | HYD-BME-MU-CATH-07 | Fresenius Kabi | Injectomat Agilia | 18090/19741262 | Mr.Asraf | 9849160266 | 18P0R0073437 | 2006-12-07 | 2007-03-31 | 22755 | B.M.E |  |  |  | USE | Working | Cost is in US Dollars 0f 555 coverted to Rupees i.e. 1 dollar = 41 as on the date of 07/07/2007
7 | Pacemaker | "Patient extension cable (Length 2.5mm ) # 42221" | HYD-BME-0407-MU-ICU-CCE-20 | Pace Medical, INC | EV4543 | MVBX7271 | Mr.Arif | 9849443349 | 18POR0073008 | 2006-11-17 | 2007-04-04 | 68000 | B.M.E |  |  |  | USE | Working | shifted from iccu/micu
8 | Pacemaker | "Patient extension cable (Length 2.5mm ) # 42220" | HYD-BME-0407-MU-ICU-CCE-21 | Pace Medical, INC | EV4543 | MVBX7432 | Mr.Arif | 9849443349 | 18POR0073008 | 2006-11-17 | 2007-04-04 | 68000 | B.M.E |  |  |  | USE | Working | shifted from iccu/micu
9 | ACT Machine | power cable | HYD-BME-0208-NP-COT-OTE-03 | Helena laboratories | Actalyke mini-2 | 640730407 | Mr. Prasanth | 9885018566 | 92P0R0000267 | NA | 2008-02-01 | 250000 | B.M.E |  |  |  | USE | Working | No Remarks
TOTAL |  |  | 9 |  |  |  |  | 9 |  | 250000 |  | 771020 |  | 1 |  | 14916
PHY
1 | Traction | BELTS, power card | HYD-BME-0108-MU-PHY-THE-01 | Electrocare Systems & Services Pvt. Ltd. | autotrack | 2817A | Mr.Ramu | 9885527344 | 92POR0000254 | 12-1207 | 2008-01-07 | 19064.2 | B.M.E |  |  |  | use | WORKING | NO REMARKS
2 | Ultrasound Therapy | power card | HYD-BME-0511-MU-PHY-THE-02 | Ram medical system | Ultrasound-709 | T-1120 | Mr.Ramu | 9885527344 | 85110001308 | 2011-08-17 | 2011-08-17 | 25000 | B.M.E |  |  |  | use | WORKING | OLD M/C IS GIVEN TO COMPANY AND taken new machine on buyback offer . The OLD m/c
3 | Shortwave Diathermy | Electrical pads 2 no | HYD-BME-0108-MU-PHY-THE-03 | Electrocare Systems & Services Pvt. Ltd. |  | T-391 | Mr.Ramu | 9885527344 | 92POR0000254 | 12-1207 | 2008-01-07 | 44563 | B.M.E |  |  |  | use | WORKING | NO REMARKS
4 | Interferential Stimulator | power card | HYD-BME-0108-MU-PHY-THE-04 | Electrocare Systems & Services Pvt. Ltd. | vectrosin | 2268 | Mr.Ramu | 9885527344 | 92POR0000254 | 2007-12-12 | 2008-01-07 | 26064 | B.M.E |  |  |  | use | WORKING | NO REMARKS
TOTAL |  |  | 4 |  |  |  |  | 4 |  | 0 |  | 114691.2 |  | 0 |  | 0
RAD
1 | X-Ray Machine | Collimeter # 33523, Tube # 32163, Trolley # 32425. | HYD-BME-0307-MU-RAD-RAD-02 | Siemens | Multimobil 2.5 | 32111 | Mr. Sudhakar | 9849091586 | 18POR0073797 | 2006-12-22 | 2007-03-28 | 200000 | CMC | 2015-04-01 | 2016-03-31 | 49058 | USE | Working | NO REMARKS
TOTAL |  |  | 1 |  |  |  |  | 1 |  | 200000 |  | 200000 |  | 1 |  | 49058
NILAB
1 | TMT Machine | Treadmill,Aqusition Box # TMT2/6D002/ADEX,CPU with CD Drive and Floppy Drive(IBM),Monitor(IBM) # V2-X3110,Printer Laserjet (HP) | HYD-BME-0407-MU-NIL-CAR-01 | RMS | Mark-II | CPPP6486N006 | Mr. Ranbir singh | 9848046088 | 18POR0072995 | 2006-11-17 | 2007-04-11 | 200000 | B.M.E |  |  |  | USE | Working | NO REMARKS
2 | Spirometer | Cable & mouth peace | HYD-BME-0407-MU-NIL-DIA-03 | RMS | Helios 401 | HELS/0206/401 | Mr. Ranbir singh | 9848046088 | 18POR0072995 | 2006-11-17 | 2007-04-11 | 64000 | B.M.E |  |  |  | USE | Working | ordered along with TMT
3 | Infusion Pump | Pole Clamp | HYD-BME-0107-MU-NIL-CCE-01 | B Braun | Infusomat P | 32121 | Mr.Ravi Kanth | 9908330088 | 18POR0073187 | 2006-11-24 | 2007-01-05 | 44000 | B.M.E |  |  |  | USE | Working | NO REMARKS
4 | Defibrillator | 3 Lead ECG Cable, External paddles cable with pads,pacer cable. | HYD-BME-0101-MU-NIL-CCE-02 | PHILIPS | Heart start XL | US00127319 | Mr.Gyan Shekhar | 9866070432 |  | 2000-01-01 | 2001-01-01 | 175000 | CMC | 2015-04-01 | 2016-03-31 | 17260 | USE | Working
5 | ECG Machine | 10 Lead ECG Module # USDO622208 with lead set, 6 Chest electrodes,4 Limb clamps. | HYD-BME-0407-MU-ERC-CAR-01 | PHILIPS | Trim - 1 | USD0612829 | Mr. Ghnana shekhar. | 9908862111 | 18POR0073207 | 2006-11-24 | 2007-04-02 | 50000 | CMC | 2015-04-01 | 2016-03-31 | 11324 | USE | Working | Present in NILABS
6 | Monitor | 3 Lead ECG Main cable with lead set, Saturation Main Cable with fingure probe,NIBP Main cable with adult cuff. | HYD-BME-0307-MU-HDU-CCE-02 | Advanced micronic devices Ltd. | Mediaid M6 | ML07C0004 | Mr.Srider | 9848381477 | 18POR0072999 | 2006-11-17 | 2007-03-21 | 162500 | B.M.E |  |  |  | USE | Working | Cost of the Monitor Stand Included.
TOTAL |  |  | 6 |  |  |  |  | 6 |  | 225000 |  | 695500 |  | 2 |  | 28584
AMB
1 | Monitor | 3 Lead ECG Main cable with lead set, Saturation Main Cable with fingure probe,NIBP Main cable with adult cuff. | HYD-BME-0307-MU-ABU-CCE-01 | Advanced micronic devices Ltd. | Mediaid M1000 | AQ68B8674 | Mr.Srider | 9848381477 | 18POR0072999 | 2006-11-17 | 2007-03-21 | 91950 | B.M.E |  |  |  | USE | Working | NO REMARKS
2 | Syringe Pump | Pole Clamp | HYD-BME-0307-MU-ABU-CCE-02 | Fresenius Kabi | Injectomat Agilia | 18090 / 19741270 | Mr.Asraf | 9849160266 | 18P0R0073437 | 2006-12-07 | 2007-03-31 | 22755 | B.M.E |  |  |  | USE | Working | Cost is in US Dollars 0f 555 coverted to Rupees i.e. 1 dollar = 41 Rs. as on the date of 07/07/2007
3 | Syringe Pump | Pole Clamp | HYD-BME-0307-MU-ABU-CCE-03 | Fresenius Kabi | Injectomat Agilia | 18090 / 19741271 | Mr.Asraf | 9849160266 | 18P0R0073437 | 2006-12-07 | 2007-03-31 | 22755 | B.M.E |  |  |  | USE | Working | Cost is in US Dollars 0f 555 coverted to Rupees i.e. 1 dollar = 41 Rs. as on the date of 07/07/2007
4 | Syringe Pump | Pole Clamp | HYD-BME-0307-MU-ABU-CCE-04 | Fresenius Kabi | Injectomat Agilia | 18090 / 19741272 | Mr.Asraf | 9849160266 | 18P0R0073437 | 2006-12-07 | 2007-03-31 | 22755 | B.M.E |  |  |  | USE | Working | Cost is in US Dollars 0f 555 coverted to Rupees i.e. 1 dollar = 41 Rs. as on the date of 07/07/2007
5 | Syringe Pump | Pole Clamp | HYD-BME-0307-MU-ABU-CCE-05 | Fresenius Kabi | Injectomat Agilia | 18090 / 19741273 | Mr.Asraf | 9849160266 | 18P0R0073437 | 2006-12-07 | 2007-03-31 | 22755 | B.M.E |  |  |  | USE | Working | Cost is in US Dollars 0f 555 coverted to Rupees i.e. 1 dollar = 41 Rs. as on the date of 07/07/2007
6 | Defibrillator | 3 Lead ECG Cable, External paddles cable with pads,pacer cable. | HYD-BME0409-MU-ABU-CCE-06 | Philips | Heartstart XL | US00470146 | Mr. Ghnana shekhar. | 9908862111 | 92POR0000421 | 2008-10-03 | 2009-04-17 | 250000 | CMC | 2015-04-01 | 2016-03-31 | 17900 | USE | Working | NO REMARKS
7 | Transport Ventilator | Input Hose 2 Nos, Patient Hose,Patient valve with connector and filter,Lithium battery 01 No,PEEP Valve 01 No,Exhast callceto 01 No. | HYD-BME-MU-AMB-CCE-01 | Hansraj Nayyar Medical India | Parapac 200D | 808220 | Mr. G I Santosh Kumar | 9849057571 | NA | NA | 2007-01-01 | 320625 | B.M.E |  |  |  | USE | Working | PO.NUMBER DATE,INSTALATIONS DATE NOT AVAILABLE
TOTAL |  |  | 7 |  |  |  |  | 7 |  | 250000 |  | 753595 |  | 1 |  | 17900
NSS
1 | Syringe Pump | Pole Clamp | HYD-BME-0307-MU-NSS-CCE-03 | Fresenius Kabi | Injectomat Agilia | 18090 / 19741284 | Mr.Ashraf | 9849650144 | 18P0R0073437 | 2006-12-07 | 2007-03-31 | 22755 | B.M.E |  |  |  | USE | Working | Cost is in US Dollars 0f 555 coverted to Rupees i.e. 1 dollar = 41 Rs. as on the date of 07/07/2007
2 | Monitor | 3 Lead ECG Main cable with lead set, Saturation Main Cable with fingure probe,NIBP Main cable with adult cuff. | HYD-BME-0307-MU-NSS-CCE-04 | Advanced micronic devices Ltd. | Mediaid M1000 | AQ68B8582 | Mr.Srider | 9848381477 | 18POR0072999 | 2006-11-17 | 2007-03-21 | 91950 | B.M.E |  |  |  | USE | Working | Cost of the Monitor Stand Included 302NS PRESENT IN SECBAD
3 | Infusion Pump | Pole Clamp | HYD-BME-0107-MU-NSS-CCE-05 | B Braun | Infusomat P | 32197 | Mr.Ravi Kanth | 9908330088 | 18POR0073187 | 2006-11-24 | 2007-01-05 | 44000 | B.M.E |  |  |  | USE | Working | NO REMARKS
4 | Syringe Pump | Pole Clamp | HYD-BME-0307-MU-NSS-CCE-07 | Fresenius Kabi | Injectomat Agilia | 18090 / 19741267 | Mr.Ashraf | 9849650144 | 18P0R0073437 | 2006-12-07 | 2007-03-31 | 22755 | B.M.E |  |  |  | USE | Working | 228NS
5 | Syringe Pump | Pole Clamp | HYD-BME-0307-MU-NSS-CCE-09 | Fresenius Kabi | Injectomat Agilia | 18090 / 19741266 | Mr.Ashraf | 9849650144 | 18P0R0073437 | 2006-12-07 | 2007-03-31 | 22755 | B.M.E |  |  |  | USE | Working | PRESENT IN CTICU
6 | ECG M/C | 10 lead ECG Cable | HYD-BME-0307-MU-NSS-CAR-01 | Philips | Trim-I | US80715443 | Mr.Ashraf | 9849650144 | NA | NA | 2007-01-01 | 50000 | AMC Type (Lab/Comp) | 2015-04-01 | 2016-03-31 | 11324 | use | Working | using for bd
7 | Defibrillator | 3 Lead ECG Cable, External paddles cable with pads, | HYD-BME-1110-MU-NSS-CCE-01 | Medtronic | Life pac 20 | 39208841 | Mr.RaghavendraRrao | 7702482727 | 5010001673 | 2010-09-24 | 2010-11-29 | 220000 | B.M.E |  |  |  | USE | Working | NO REMARKS
8 | Monitor | 3 Lead ECG Main cable with lead set, Saturation Main Cable with fingure probe,NIBP Main cable with adult cuff. | HYD-BME-0307-MU-PAU-CCE-03 | Advanced micronic devices Ltd. | Mediaid M-1000 | AQ68B8672 | Mr.Srider | 9848381477 | 18POR0072999 | 2006-11-17 | 2007-03-21 | 91950 | b.M.E |  |  |  | USE | Working | Present in 228 N/S
TOTAL |  |  | 8 |  |  |  |  | 8 |  | 50000 |  | 566165 |  | 1 |  | 11324
SDICU-II
1 | Monitor | 2 Lead ECG Main cable with lead set, Saturation Main Cable with fingure probe,NIBP Main cable with adult cuff. | HYD-BME-0307-MU-HDU-CCE-01 | Advanced Micronic Devices | Mediaid M1000 | AQ68B8444 | Mr.Srider | 9848381477 | 92POR0000047 | 2007-07-04 | 2007-03-21 | 91950 | B.M.E |  |  |  | USE | Working | NO REMARKS
2 | Syringe Pump | Pole Clamp | HYD-BME-0307-MU-HDU-CCE-03 | Fresenius Kabi | Injectomat Agilia | 18090 / 19741297 | Mr. Ashraf | 9849650144 | 18P0R0073437 | 2006-12-07 | 2007-03-31 | 22755 | B.M.E |  |  |  | USE | Working | Cost is in US Dollars 0f 555 coverted to Rupees i.e. 1 dollar = 41 Rs. as on the date of 07/07/2007
3 | Syringe Pump | Pole Clamp | HYD-BME-0307-MU-HDU-CCE-04 | Fresenius Kabi | Injectomat Agilia | 18090 / 19741298 | Mr. Ashraf | 9849650144 | 18P0R0073437 | 2006-12-07 | 2007-03-31 | 22755 | B.M.E |  |  |  | USE | Working | Cost is in US Dollars 0f 555 coverted to Rupees i.e. 1 dollar = 41 Rs. as on the date of 07/07/2007 Present in OT
4 | Syringe Pump | Pole Clamp | HYD-BME-0307-MU-HDU-CCE-06 | Fresenius Kabi | Injectomat Agilia | 18090 / 19741306 | Mr. Ashraf | 9849650144 | 18P0R0073437 | 2006-12-07 | 2007-03-31 | 22755 | B.M.E |  |  |  | USE | Working | Cost is in US Dollars 0f 555 coverted to Rupees i.e. 1 dollar = 41 Rs. as on the date of 07/07/2007
5 | Syringe Pump | Pole Clamp | HYD-BME-0307-MU-HDU-CCE-07 | Fresenius Kabi | Injectomat Agilia | 18090 / 19741307 | Mr. Ashraf | 9849650144 | 18P0R0073437 | 2006-12-07 | 2007-03-31 | 22755 | B.M.E |  |  |  | USE | Working | Cost is in US Dollars 0f 555 coverted to Rupees i.e. 1 dollar = 41 Rs. as on the date of 07/07/2007
6 | Syringe Pump | Pole Clamp | HYD-BME-0307-MU-HDU-CCE-08 | Fresenius Kabi | Injectomat Agilia | 18090 / 19741308 | Mr. Ashraf | 9849650144 | 18P0R0073437 | 2006-12-07 | 2007-03-31 | 22755 | B.M.E |  |  |  | USE | Working | Cost is in US Dollars 0f 555 coverted to Rupees i.e. 1 dollar = 41 Rs. as on the date of 07/07/2007 power supply board is not working
7 | Defibrillator | 3 Lead ECG Cable, External paddles cable with pads,pacer cable. | HYD-BME-1110-MU-HDU-CCE-1 | Charns Life Devices PVT LTD | Life Pack 20 | 39208839 | Mr.RaghavendraRrao | 7702482727 | 5010001673 | 2010-09-24 | 2010-11-29 | 220000 | B.M.E |  |  |  | USE | Working | NO REMARKS
8 | Monitor | 2 Lead ECG Main cable with lead set, Saturation Main Cable with fingure probe,NIBP Main cable with adult cuff. | VIJ-BME-0705-PC-ICU-CCE-07 | Philips | MP20 | DE50405775 | Mr. Ashraf | 9849650144 | NA | NA | 2005-07-16 | 250000 | CMC | 2015-04-01 | 2016-03-31 | 15312 | USE | Working | NO REMARKS
9 | Monitor | 3 Lead ECG Main cable with lead set, Saturation Main Cable with fingure probe,NIBP Main cable with adult cuff, Nasal CO2 sample line pediatric and adult 2 sets, dry line gas sample line 2 sets, water traps 2 Nos, Mouth pieces 2 Nos, Sample line Extensions 2 sets. | HYD-BME-0307-MU-MIU-CCE-17 | Advanced micronic devices Ltd. | Mediaid M1000 | AQ68B8540 | Mr.Srider | 9848381477 | 18POR0072999 | 2006-11-17 | 2007-03-21 | 91950 | B.M.E |  |  |  | USE | Working | Cost of the Monitor Stand Included SHIFTED FROM ICU
10 | Monitor | 3 Lead ECG Main cable with lead set, Saturation Main Cable with fingure probe,NIBP Main cable with adult cuff. | HYD-BME-0307-MU-ICU-CCE-05 | Advanced micronic devices Ltd. | Mediaid M-1000 | AQ68B8697 | Mr.Srider | 9848381477 | 18POR0072999 | 2006-11-17 | 2007-03-21 | 91950 | B.M.E |  |  |  | Use | Working | SHIFTED FROM MICU
11 | Monitor | 3 Lead ECG Main cable with lead set, Saturation Main Cable with fingure probe,NIBP Main cable with adult cuff, Nasal CO2 sample line pediatric and adult 2 sets, dry line gas sample line 2 sets, water traps 2 Nos, Mouth pieces 2 Nos, Sample line Extensions 2 sets. | HYD-BME-0307-MU-ICU-CCE-03 | Advanced micronic devices Ltd. | Mediaid M-9000 | AQ68B8688 | Mr.Srider | 9848381477 | 18POR0072999 | 2006-11-17 | 2007-03-21 | 221950 | B.M.E |  |  |  | use | Working | Present in HDU
12 | Monitor | 3 Lead ECG Main cable with lead set, Saturation Main Cable with fingure probe,NIBP Main cable with adult cuff. | HYD-BME-0307-MU-PAU-CCE-04 | Advanced micronic devices Ltd. | Mediaid M-1000 | AQ68B8402 | Mr.Srider | 9848381477 | 18POR0072999 | 2006-11-17 | 2007-03-21 | 91950 | b.M.E |  |  |  | USE | Working | Present in HDU
13 | Syringe Pump | Pole Clamp | HYD-BME-0307-MU-NEF-CCE-03 | Fresenius Kabi | Injectomat Agilia | 18090 / 19741344 | Mr.Ashraf | 9849650144 | 18P0R0073437 | 2006-12-07 | 2007-03-31 | 22755 | B.M.E |  |  |  | USE | Working | Cost is in US Dollars 0f 555 coverted to Rupees i.e. 1 dollar = 41 Rs. as on the date of 07/07/2007 Present in HDU
14 | Monitor Mec2000 | 3 Lead ECG Main cable with lead set, Saturation Main Cable with fingure probe,NIBP Main cable with adult cuff, Nasal CO2 sample line pediatric and adult 2 sets, dry line gas sample line 2 sets, water traps 2 Nos, Mouth pieces 2 Nos, Sample line Extensions 2 sets. | HYD-BME-MU-CATH-CCE-01 | EMERGENT MEDI-TECH | MEC2000 | CV88100846 | Prasad Reddy | 9849042409 | 92POR0000422 | 2008-10-03 | 2009-01-30 | 85000 | B.M.E |  |  |  | USE | Working | Present in HDU
TOTAL |  |  | 14 |  |  |  |  | 14 |  | 250000 |  | 1281280 |  | 1 |  | 15312
OP
1 | ENT Camera | Porta-Vision camera with inbuilt Ld light source and TFt monitor 12 inch along with sinoscope 0 degree | HYD-BME-0307-MU-ENT-CCE-01 | Neon Medical Devices |  |  | srinivas | 9391023402 | 17140002052 | 2014-10-14 | 2014-10-18 | 58800 |  |  |  |  | use | working | No Remarks
2 | slitlamp,vision chart lite, motorised stand | power card ,trail box | HYD-BME-0116-MU-ENT-CCE-02 | appasamy associates | AIA-II, LITE -L ED | 1505160014,3911115564, 3502142482 | Mr.Bharath Reddy | 9391459105 | 217150002693 | 2015-11-21 | 2016-01-04 | 134673 | warrenty | 2016-01-04 | 2017-01-04 |  | use | working | trail box purchased separately cost 11000
TOTAL |  |  | 2 |  |  |  |  | 2 |  | 0 |  | 193473 |  | 0 |  | 0
GRAND TOTAL |  |  | 193 | [6 empty] | 5640585 |  | 22087127 |  | 24 |  | 533596

## LAB
MUSHEERABAD ASSET LIST
Sr. No. | Equipment Name | Accessories / Serial number | Equip. ID (10 DIG CODE) | Company Name | Eq. Model | Serial Number | Service Contact Person | Contact Number | PO No. | PO Date | Date of Instal. | Eq. Cost (Rupees) Eq. Cost | STATUS (A-C-B-W) | Contract From | Contract To | Contract Value | Utilization | Equip. Condition (N-G-W-R) | Remarks
LABP
1 | Cell Counter | Cubitainer spout kit No.1, Float switch No.23,Tray No.20,Tube polyurethane 4mm ID x 6MM OD and 6mm ID x 9 mm OD,Mini pipette No. 10, EDTA Vials, Waste bottle,Host o/p unit No.1 assy. | HYD-BME-0307-MU-LPT-LAB-01 | Transasia | KX 21 | B-1901 | Mr.Mahesh | 9390338017 | 18POR0073929 | 2006-12-30 | 2007-03-28 | 375000 | CMC Type (Comp) | 2015-05-01 | 31/04/16 | 51443 | USE | Working
2 | Centrifuge | 16x15 ml Swing Out Head with graduated glass tubes. | HYD-BME-0407-MU-LPT-LAB-02 | Laxmi Instruments | R-8C | GOLC6196 | Mr. Joseph | 9848822948 | 90POR0004535 | 2007-03-02 | 2007-04-11 | 14845 | B.M.E |  |  |  | USE | Working | No Remarks
3 | Binocular Microscope | Nosepiece,Eyepiece CFI E 10 X 2 Nos, Filter 45 mm, CFI E Plan Achromat 4 x, 30 mm / 10x, 7mm / 40x,0.65mm / 100x oil | HYD-BME-0307-MU-LPT-LAB-03 | Towa Optics (INDIA) Pvt.Ltd. | NIKON E-200 | 944684 | Mr.R Prakash | 9849271396 | 18POR0073541 | 2006-12-11 | 2007-03-28 | 100000 | B.M.E |  |  |  | USE | Working | No Remarks
4 | Blood Bank Refrigerator | No Accessories | HYD-BME-1007-MU-LPT-SUP-01 | Laxmi Instruments |  | BD1-4622 | Mr. Joseph | 9848822948 | 92POR0000044 | 2007-07-04 | 2007-10-08 | 101475 | B.M.E |  |  |  | USE | Working | No Remarks
5 | Binocular Microscope | Nosepiece,Eyepiece CFI E 10 X 2 Nos, Filter 45 mm, CFI E Plan Achromat 4 x, 30 mm / 10x, 7mm / 40x,0.65mm / 100x oil | HYD-BME-0011-MU-LPT-LAB-04 |  | Vision 2000 | 100732348 | Mr.R Prakash | 9849271396 | NA | NA | 2011-01-01 | 15000 | B.M.E |  |  |  | USE | Working | No Remarks
TOTAL |  |  | 5 |  |  |  |  | 5 |  | 375000 |  | 606320 |  | 1 |  | 51443
LABM
1 | Centrifuge | 16x15 ml Swing Out Head with graduated glass tubes. | HYD-BME-0607-MU-LMB-LAB-01 | Laxmi instruments | R-8C | EPLC 3617 | Mr. Joseph | 9848822948 | 90POR0008045 | 2007-05-30 | 2007-06-25 | 14875 | B.M.E |  |  |  | USE | Working | No Remarks
2 | Shaker | No Accessories | HYD-BME-1007-MU-LMB-LAB-02 | Laxmi instruments | Remi | AZCM-136 | Mr. Joseph | 9848822949 | 92POR0000045 | 2007-07-04 | 2007-10-03 | 6351.6 | B.M.E |  |  |  | USE | Working | No Remarks
3 | Incubator | No Accessories | HYD-BME-1007-MU-LMB-LAB-03 | Laxmi instruments | "Rotek 60x60x60CM" | 714 | Mr. Joseph | 9848822950 | 92POR0000045 | 2007-07-04 | 2007-10-03 | 30352 | B.M.E |  |  |  | USE | Working | No Remarks
4 | Electronic Balance | No Accessories | HYD-BME-1007-MU-LMB-LAB-04 | Laxmi instruments | MP-500 | MP/0307/595 | Mr. Joseph | 9848822951 | 92POR0000045 | 2007-07-04 | 2007-10-08 | 7351 | B.M.E |  |  |  | USE | Working | No Remarks
5 | Elisa Reader | No Accessories | HYD-BME-1007-MU-LMB-LAB-05 | CPC | Start fax332 | 332-1073 | Ravi | 9346309521 | 92POR0000042 | 2007-07-04 | 2007-10-23 | 102500 | AMC Type (Lab/Comp) | 2015-09-05 | 2016-09-04 | 12540 | USE | Working
6 | Biological Safety Cabinet | No Accessories | HYD-BME-1007-MU-LMB-LAB-06 | laxmi Instruments | Remi | 701 | Mr. Joseph | 9848822951 | 92POR0000057 | 2007-07-17 | 2007-10-11 | 141525 | B.M.E |  |  |  | USE | Working | No Remarks
7 | Biological Water bath | Thermometer | HYD-BME-0407-MU-LMB-LAB-07 | Laxmi Instruments | ROTEK | 668 | Mr. Joseph | 9848822948 | 90POR0004535 | 2007-03-02 | 2007-04-03 | 7345 | B.M.E |  |  |  | USE | Working | No Remarks
8 | Hot air oven | No Accessories | HYD-BME-0407-MU-LMB-LAB-08 | Laxmi Instruments | ROTEK | 707 | Mr. Joseph | 9848822948 | 90POR0004535 | 2007-03-02 | 2007-04-16 | 30345 | B.M.E |  |  |  | USE | Working | No Remarks
TOTAL |  |  | 8 |  |  |  |  | 8 |  | 102500 |  | 340644.6 |  | 1 |  | 12540
LABB
1 | Semi Auto Analyser | Waste bottle assy,Test tube holder/cuvette adaptor,Round glass microcuvettes,Rectangular polystyrene microcuvette,Test tube stand,Auto pipette stand,Disposable Tips for 5ul-50ul pipette (yellow) and 200ul-1000ul pipette (Blue),Pipette 50UL-500UL and Pipet | HYD-BME-0307-MU-LBC-LAB-01 | Transasia | ECS Plus V2 | 61233 | Mr. A.V. Subba Rao | 9347522011 | 18POR0073545 | 2006-12-11 | 2007-03-28 | 150000 | CMC Type (Lab/Comp) | 2015-05-01 | 2016-04-30 | 17498 | USE | Working | NO REMARKS
2 | Centrifuge | 16x15 ml Swing Out Head with graduated glass tubes. | HYD-BME-0407-MU-LBC-LAB-02 | Laxmi Instruments | R-8C | DPLC2762 | Mr. Joseph | 9848822948 | 90POR0004535 | 2007-03-02 | 2007-04-25 | 14845 | B.M.E |  |  |  | USE | Working | NO REMARKS
3 | Centrifuge | 16x15 ml Swing Out Head with graduated glass tubes. | HYD-BME-0607-MU-LBC-LAB-03 | Laxmi Instruments | R-8C | EPLC3616 | Mr. Joseph | 9848822948 | 90POR0008045 | 2007-05-30 | 2007-06-25 | 14845 | B.M.E |  |  |  | USE | Working | NO REMARKS
4 | Analytical Balance | power card | HYD-BME-0407-MU-LBC-LAB-04 | Laxmi Instruments | K-ROY,K-14 | K-5947 | Mr. Joseph | 9848822948 | 90POR0004535 | 2007-03-02 | 2007-04-25 | 9345 | B.M.E |  |  |  | USE | Working | NO REMARKS
5 | Electrolyte Machine | Ref Electrode housing # 114736, Ref electrode # 121768,Sodium Electrode # 228982 ,potassuim Electrode # 223150 ,Chloride Electrode # 137587 | HYD-BME-0407-MU-LBC-LAB-05 | ROCHE | AVL 9180 | 14403 | Mr.Krishna | 8099406158 | 18POR0073540 | 2006-12-11 | 2007-04-02 | 200000 | AMC Type (Lab/Comp) | 2015-04-01 | 2016-03-31 | 22000 | USE | Working | NO REMARKS
6 | Coagulometer | Standard Accessories | HYD-BME-0307-MU-LBC-LAB-07 | Tulip Diagnostics(p) Ltd | Hemostar | RA000136 | Mr. Tirupati | 9866981681 | 18POR0073542 | 2006-12-11 | 2007-03-31 | 63250 | AMC | 2015-06-20 | 2016-06-19 | 8550 | USE | Working | PRESENT in lab -p
7 | Serological water bath | Power card,temperature thermometer | HYD-BME-0607-MU-LBC-LAB-10 | Laxmi instruments | ROTEK | 7161 | Mr. Joseph | 9848822948 | 90POR0008045 | 2007-05-30 | 2007-06-25 | 7375 | B.M.E |  |  |  | USE | Working | NO REMARKS
8 | Centrifuge | 16x15 ml Swing Out Head with graduated glass tubes. | HYD-BME-1110-MU-LBC-LAB-12 | REMI | R8C | KDLC-12680 | Siva Kumar | 9948359665 | POR5010001950 | 2010-10-19 | 2010-11-20 | 15000 | B.M.E |  |  |  | USE | Working | NO REMARKS
TOTAL |  |  | 8 |  |  |  |  | 8 |  | 413250 |  | 474660 |  | 3 |  | 48048
RENTAL
1 | Immuno analyser | power card | HYD-BME-0307-MU-LBC-LAB-2 | ROCHE | ELECSYS 2010 | 1850-06 | Mr.Srinivas | 9000424007 | NA | NA | 2007-06-01 | Reagent Rental |  |  |  |  | USE | Working | It is taken as hospital starting date
2 | ABG | power card | HYD-BME-1113-MU-LBC-LAB-13 | Radiometer | ABL80 | 308481 | MR.Shyam | 9000616665 | NA | NA | 2013-11-20 | Reagent Rental |  |  |  |  | USE | Working
3 | Autoanalyzer | power card | HYD-BME-1014-MU-LBC-LAB-14 | REMI | AU480 | 2014022997 | Mr.Mallesh | 7306122555 | NA | NA | 2014-10-20 | Reagent Rental |  |  |  |  | USE | Working
4 | automated elisa reader |  | HYD-BME-
TOTAL |  |  | 3 |  |  |  |  | 0 |  | 0 |  | 0 |  | 0 |  | 0
GRAND TOTAL |  |  | 24 | [6 empty] | 890750 |  | 1421624.6 |  | 5 |  | 112031

## Sheet1
|  |  | 193473 | 193473
|  |  | 1246254 | 1246254
|  |  | 451460 | 451460
|  |  | 753595 | 753595
|  |  | 5436300 | 5751300
|  |  | 13035000 | 13035000 |  |  |  | ER | 17015 |  |  | ICU | 15881
|  |  | 474660 | 474660 |  |  |  | ICU | 16884 |  |  | ICU | 9250
|  |  | 340645 | 340645 |  |  |  | MICU | 17015 |  |  | MICU | 15881
|  |  | 606320 | 606320 |  |  |  | CTOT | 25750 |  |  | MICU | 9250
|  |  | 114691 | 114691 |  |  |  | NILAB | 17886 |  |  | CTICU | 20593
|  |  | 24846020 | 24846020 |  |  |  | CTICU | 17015 |  |  | CTICU | 20593
|  |  | 1944950 | 1944950 |  |  |  | AMBU | 18553 |  |  | SDICU-II | 15881
|  |  | 4389233 | 4389233 |  |  |  | CATHLAB | 15438 |  |  | SICU | 20593
|  |  | 11988345 | 11988345 | [7 empty] | CTOT | 19223
|  |  | 5731527 | 5731527 | [7 empty] | GOT | 19234
|  |  | 9258773 | 9258773 | [7 empty] | NOT | 19223
|  |  | 728000 | 728000
|  |  | 91950 | 91950
|  |  | 2832385 | 2832385
|  |  | 2186230 | 2186230
|  |  | 266655 | 266655
|  |  | 1095970 | 1095970
|  |  | 1871280 | 1871280
|  |  | 368265 | 368265
|  |  | 5301533 | 5301533
|  |  | 1978955 | 1978955
|  |  | 97532469 | 97847469
|  |  | 575000 | CMC | 2015-04-01 | 2016-03-31 | 51205
|  |  | 91950 | B.M.E
|  |  | 91950 | B.M.E
|  |  | 91950 | B.M.E
|  |  | 91950 | B.M.E
|  |  | 22755 | B.M.E
|  |  | 22755 | B.M.E
|  |  | 22755 | B.M.E |  |  |  |  | 0
|  |  | 22755 | B.M.E
|  |  | 22755 | B.M.E
|  |  | 22755 | B.M.E
|  |  | 44000 | B.M.E
|  |  | 250000 | CMC | 2016-04-01 | 2017-03-31 | 17015
|  |  | 320625 | B.M.E
|  |  | 90000 | B.M.E | [5 empty] | 1978955 | 75470
|  |  | 50000 | B.M.E | [5 empty] | 5301533 | 202880
|  |  | 145000 | CMC | 2016-04-01 | 2017-03-31 | 7250
|  | er | 1978955 |  | 3 |  | 75470
|  |  | 575000 | CMC | 2015-04-01 | 2016-03-31 | 51205
|  |  | 575000 | CMC | 2015-04-01 | 2016-03-31 | 51205
|  |  | 91950 | B.M.E
|  |  | 22755 | B.M.E
|  |  | 22755 | B.M.E
|  |  | 22755 | B.M.E
|  |  | 22755 | B.M.E
|  |  | 22755 | B.M.E
|  |  | 22755 | B.M.E
|  |  | 44000 | B.M.E
|  |  | 44000 | B.M.E
|  |  | 250000 | CMC | 2016-04-01 | 2017-03-31 | 16884
|  |  | 176800 | B.M.E
|  |  | 90000 | B.M.E
|  |  | 260000 | CMC | 2016-04-01 | 2017-03-31 | 15881
|  |  | 71400 | B.M.E
|  |  | 875000 | CMC | 2015-04-01 | 2016-03-31 | 51205
|  |  | 145000 | CMC | 2016-04-01 | 2017-03-31 | 7250
|  |  | 185000 | CMC | 2016-04-01 | 2017-03-31 | 9250
|  |  | 1620000 | Warrenty | 2016-02-04 | 2021-02-04
|  |  | 161853 | Warrenty | 2016-05-13 | 2017-05-13
|  |  | 5301533 |  | 7 |  | 202880
|  |  | 75000 | warranty | 2015-02-13 | 2018-02-13
|  |  | 75000 | warranty | 2015-02-13 | 2018-02-13
|  |  | 75000 | warranty | 2015-02-13 | 2018-02-13
|  |  | 22755 | B.M.E
|  |  | 22755 | B.M.E
|  |  | 22755 | B.M.E
|  |  | 75000 | warranty | 2015-02-13 | 2018-02-13
|  |  | 368265 |  | 0 |  | 0
|  |  | 575000 | CMC | 2015-04-01 | 2016-03-31 | 51205
|  |  | 221950 | B.M.E
|  |  | 91950 | B.M.E
|  |  | 91950 | B.M.E
|  |  | 91950 | B.M.E
|  |  | 91950 | B.M.E
|  |  | 22755 | B.M.E
|  |  | 22755 | B.M.E
|  |  | 22755 | B.M.E
|  |  | 22755 | B.M.E
|  |  | 22755 | B.M.E
|  |  | 22755 | B.M.E
|  |  | 90000 | B.M.E
|  |  | 260000 | CMC | 2016-04-01 | 2017-03-31 | 20593
|  |  | 220000 | B.M.E
|  |  | 1871280 |  | 2 |  | 71798
|  |  | 875000 | CMC | 2015-04-01 | 2016-03-31 | 51205
|  |  | 48790 | B.M.E
|  |  | 29790 | B.M.E
|  |  | 22790 | B.M.E
|  |  | 119600 | B.M.E
|  |  | 1095970 |  | 1 |  | 51205
|  |  | 91950 | B.M.E
|  |  | 60000 | Warrenty | 2015-02-20 | 2018-02-20
|  |  | 91950 | B.M.E
|  |  | 22755 | B.M.E
|  |  | 266655 |  | 0 |  | 0
|  |  | 575000 | CMC | 2015-04-01 | 2016-03-31 | 51205
|  |  | 221950 | B.M.E
|  |  | 91950 | B.M.E
|  |  | 91950 | B.M.E
|  |  | 91950 | B.M.E
|  |  | 91950 | B.M.E
|  |  | 91950 | B.M.E
|  |  | 22755 | B.M.E
|  |  | 22755 | B.M.E
|  |  | 22755 | B.M.E
|  |  | 22755 | B.M.E
|  |  | 22755 | B.M.E
|  |  | 22755 | B.M.E
|  |  | 44000 | B.M.E
|  |  | 44000 | B.M.E
|  |  | 175000 | CMC | 2016-04-01 | 2017-03-31 | 17015
|  |  | 185000 | CMC | 2016-04-01 | 2017-03-31 | 9250
|  |  | 85000 | B.M.E
|  |  | 260000 | CMC | 2016-04-01 | 2017-03-31 | 15881
|  |  | 2186230 |  | 4 |  | 93351
|  |  | 85000 | B.M.E
|  |  | 260000 | CMC | 2016-04-01 | 2017-03-31 | 20593
|  |  | 260000 | CMC | 2016-04-01 | 2017-03-31 | 20593
|  |  | 22755 | B.M.E
|  |  | 575000 | CMC | 2015-04-01 | 2016-03-31 | 51205
|  |  | 575000 | CMC | 2015-04-01 | 2016-03-31 | 51205
|  |  | 68000 | B.M.E
|  |  | 83200 | B.M.E
|  |  | 250000 | CMC | 2016-04-01 | 2017-03-31 | 17015
|  |  | 90000 | B.M.E
|  |  | 44000 | B.M.E
|  |  | 44000 | B.M.E
|  |  | 120000 | B.M.E
|  |  | 50000 | CMC | 2016-04-01 | 2017-03-31 | 11684
|  |  | 55125 | B.M.E
|  |  | 22755 | B.M.E
|  |  | 22755 | B.M.E
|  |  | 22755 | B.M.E
|  |  | 22755 | B.M.E
|  |  | 22755 | B.M.E
|  |  | 22755 | B.M.E
|  |  | 22755 | B.M.E
|  |  | 22755 | B.M.E
|  |  | 22755 | B.M.E
|  |  | 22755 | B.M.E
|  |  | 22755 | B.M.E
|  |  | 2786875 |  | 6 |  | 172295
|  |  | 91950 | B.M.E
|  |  | 91950 |  | 0 |  | 0
|  |  | 91520 | B.M.E
|  |  | 544960 | AMC Type (Lab/Comp) | 2015-04-01 | 2016-03-31 | 14000
|  |  | 91520 | B.M.E
|  |  | 728000 |  | 1 |  | 14000
|  |  | 260000 | CMC | 2016-04-01 | 2017-03-31 | 19224
|  |  | 725000 | CMC | 2016-04-01 | 2017-03-31 | 43697
|  |  | 499969 | B.M.E
|  |  | 399000 | B.M.E
|  |  | 115000 | B.M.E
|  |  | 1100000 | CMC | 2015-04-01 | 2016-03-31 | 153307
|  |  | 228800 | B.M.E
|  |  | 44000 | B.M.E
|  |  | 1750750 | B.M.E
|  |  | 237800 | AMC Type (Lab/Comp) | 2015-04-01 | 2016-03-31 | 15500
|  |  | 335000 | B.M.E
|  |  | 104000 | B.M.E
|  |  | 67600 | B.M.E
|  |  | 262500 | B.M.E
|  |  | 1917884.5 | CMC | 2016-04-01 | 2017-03-31 | 120225
|  |  | 61425 | B.M.E
|  |  | 1150044 | warrenty | 2014-08-23 | 2017-08-23
|  |  | 9258772.5 |  | 5 |  | 351953
|  |  | 260000 | CMC | 2016-04-01 | 2017-03-31 | 19223
|  |  | 725000 | CMC | 2016-04-01 | 2017-03-31 | 43697
|  |  | 259759 | B.M.E
|  |  | 399000 | B.M.E
|  |  | 85096.8 | B.M.E
|  |  | 459500 | B.M.E
|  |  | 3015000 | B.M.E
|  |  | 411535 | CMC | 2015-06-20 | 2016-06-19 | 112421
|  |  | 116636 | B.M.E
|  |  | 5731526.8 |  | 3 |  | 175341
|  |  | 95625 | B.M.E
|  |  | 260000 | CMC | 2016-04-01 | 2017-03-31 | 19223
|  |  | 725000 | CMC | 2016-04-01 | 2017-03-31 | 43697
|  |  | 259758 | B.M.E
|  |  | 399000 | B.M.E
|  |  | 335000 | B.M.E
|  |  | 250000 | CMC | 2016-04-01 | 2017-03-31 | 25750
|  |  | 300000 | B.M.E
|  |  | 75000 | B.M.E
|  |  | 350000 | B.M.E
|  |  | 2300000 | B.M.E
|  |  | 176000 | B.M.E
|  |  | 472500 | B.M.E
|  |  | 4947051.2 | warrenty(3 yrs) | 2015-12-15 | 2018-12-14
|  |  | 1043411 | warrenty(2 yrs) | 2015-07-27 | 2017-07-27
|  |  | 11988345.2 |  | 3 |  | 88670
|  |  | 91950 | B.M.E
|  |  | 91950 | B.M.E
|  |  | 201459 | B.M.E
|  |  | 461250 | AMC Type (Lab/Comp) | 2015-04-01 | 2016-03-31 | 22019
|  |  | 566875 | AMC Type (Lab/Comp) | 2015-05-01 | 31/04/2016 | 18892.5
|  |  | 566875 | AMC Type (Lab/Comp) | 2015-05-01 | 31/04/2016 | 18892.5
|  |  | 566875 | AMC Type (Lab/Comp) | 2015-05-01 | 31/04/2016 | 18892.5
|  |  | 546000 | WARRANTY 3YEARS | 2014-05-31 | 2017-05-31
|  |  | 546000 | WARRANTY 3YEARS | 2014-05-31 | 2017-05-31
|  |  | 749999.25 | AMC Type (Lab/Comp)AMC Type (Lab/Comp) | 2015-05-01 | 31/04/2016 | 18892.5
|  |  | 4389233.25 |  | 5 |  | 97589
|  |  | 91950 | B.M.E
|  |  | 1600000 | B.M.E
|  |  | 75000 | B.M.E
|  |  | 178000 | B.M.E
|  |  | 1944950 |  | 0 |  | 0
|  |  | 250000 | CMC | 2016-04-01 | 2017-03-31 | 15438
|  |  | 44000 | B.M.E
|  |  | 22755 | B.M.E
|  |  | 22755 | B.M.E
|  |  | 22755 | B.M.E
|  |  | 22755 | B.M.E
|  |  | 68000 | B.M.E
|  |  | 68000 | B.M.E
|  |  | 575000 | CMC | 2016-04-01 | 2017-03-31 | 17185
|  |  | 250000 | B.M.E
|  |  | 23500000 | CMC | 2015-01-29 | 2016-01-28 | 2264850
|  |  | 24846020 |  | 3 |  | 2297473
|  |  | 19064.2 | B.M.E
|  |  | 25000 | B.M.E
|  |  | 44563 | B.M.E
|  |  | 26064 | B.M.E
|  |  | 114691.2 |  | 0 |  | 0
|  |  | 375000 | CMC Type (Comp) | 2015-05-01 | 31/04/16 | 51443
|  |  | 14845 | B.M.E
|  |  | 100000 | B.M.E
|  |  | 101475 | B.M.E
|  |  | 15000 | B.M.E
|  |  | 606320 |  | 1 |  | 51443
|  |  | 14875 | B.M.E
|  |  | 6351.6 | B.M.E
|  |  | 30352 | B.M.E
|  |  | 7351 | B.M.E
|  |  | 102500 | AMC Type (Lab/Comp) | 2015-09-05 | 2016-09-04 | 12540
|  |  | 141525 | B.M.E
|  |  | 7345 | B.M.E
|  |  | 30345 | B.M.E
|  |  | 340644.6 |  | 1 |  | 12540
|  |  | 150000 | CMC Type (Lab/Comp) | 2015-05-01 | 2016-04-30 | 17498
|  |  | 14845 | B.M.E
|  |  | 14845 | B.M.E
|  |  | 9345 | B.M.E
|  |  | 200000 | AMC Type (Lab/Comp) | 2016-04-01 | 2017-03-31 | 22000
|  |  | 63250 | AMC | 2015-06-20 | 2016-06-19 | 8550
|  |  | 7375 | B.M.E
|  |  | 15000 | B.M.E
|  |  | 474660 |  | 3 |  | 48048
|  |  | 650000 | CMC | 2015-04-01 | 2016-03-31 | 73588
|  |  | 200000 | CMC | 2015-04-01 | 2016-03-31 | 49058
|  |  | 1400000 | CMC | 2016-04-01 | 2017-03-31 | 122303
|  |  | 9785000 | CMC | 2015-04-01 | 2016-03-31 | 1969357
|  |  | 1000000 | warrenty | 2014-11-11 | 2017-11-11
|  |  | 13035000 |  | 4 |  | 2214306
|  |  | 200000 | B.M.E
|  |  | 2000000 | CMC | 2016-04-01 | 2017-03-31 | 174479
|  |  | 900000 | B.M.E
|  |  | 900000 | B.M.E
|  |  | 64000 | B.M.E
|  |  | 44000 | B.M.E
|  |  | 175000 | CMC | 2016-04-01 | 2017-03-31 | 17886
|  |  | 940800 | B.M.E
|  |  | 50000 | CMC | 2016-04-01 | 2017-03-31 | 11684
|  |  | 162500 | B.M.E
|  |  | 157500 | warranty | 2016-04-16 | 2017-04-15
|  |  | 157500 | warranty | 2016-04-16 | 2017-04-15
|  |  | 5751300 |  | 3 |  | 204049
|  |  | 91950 | B.M.E
|  |  | 22755 | B.M.E
|  |  | 22755 | B.M.E
|  |  | 22755 | B.M.E
|  |  | 22755 | B.M.E
|  |  | 250000 | CMC | 2016-04-01 | 2017-03-31 | 18553
|  |  | 320625 | B.M.E
|  |  | 753595 |  | 1 |  | 18553
|  |  | 22755 | B.M.E
|  |  | 44000 | B.M.E
|  |  | 22755 | B.M.E
|  |  | 50000 | CMC | 2016-04-01 | 2017-03-31 | 11684
|  |  | 220000 | B.M.E
|  |  | 91950 | b.M.E
|  |  | 451460 |  | 1 |  | 11684
|  |  | 91950 | B.M.E
|  |  | 22755 | B.M.E
|  |  | 22755 | B.M.E
|  |  | 22755 | B.M.E
|  |  | 22755 | B.M.E
|  |  | 22755 | B.M.E
|  |  | 250000 | CMC | 2016-04-01 | 2017-03-31 | 15881
|  |  | 91950 | B.M.E
|  |  | 91950 | B.M.E
|  |  | 221950 | B.M.E
|  |  | 91950 | b.M.E
|  |  | 22755 | B.M.E
|  |  | 184974 | Warrenty | 2016-05-13 | 2017-05-13
|  |  | 85000 | B.M.E
|  |  | 1246254 |  | 1 |  | 15881
58800
|  |  | 134673 | warrenty | 2016-01-04 | 2017-01-04
|  |  | 193473 |  | 0 |  | 0
Reagent Rental
Reagent Rental
Reagent Rental
|  |  | 0 |  | 0 |  | 0
|  |  | 97847469 |  | 58 |  | 6268529
2 | ENDO | Video Endoscopy | Endoscope sr.no-2G229A900, Bhroncoscope - SN2B048A169, Colonoscope SN1C323A712, SONY MONITOR-3032063 | HYD-BME-1007-MU-GSE-DIA-01 | RFCL, Fujinon | Fujinon EPX 201 | 2V376A535 | Mr.Srinivas | 9849302498 | 92POR0000099 | 2007-08-06 | 2007-10-20 | 1600000 | B.M.E |  |  |  | use | NOT Working | USING DEMO M/CS
SICU | Defibrillator | 3 Lead ECG Cable, External paddles cable with pads, | HYD-BME-1110-MU-SIU-CCE-18 | Medtronic | Life pac 20 | 39208841 | Mr.RaghavendraRrao | 7702482727 | 5010001673 | 2010-09-24 | 2010-11-29 | 220000 | B.M.E |  |  |  | USE | Not Working | therapy board ,power supply board need to replace kept under replacement
8 | NILAB | Portable echo | probe P17/5-1MHZ SR.NO-03CN7K with power cord. | HYD-BME-1008-MU-NIL-CAR-05 | Sonosite | Micromax | 03D3X8 | Phani Shanker | 9246191601 | 92POR0000380 | 2006-07-19 | 2008-10-01 | 940800 | B.M.E |  |  |  | USE | not Working | PO value is in Us $ 22400, calculated 1 USD = 42 INR Present in ER
| 17 | MICU | Monitor | 3 Lead ECG Main cable with lead set, Saturation Main Cable with fingure probe,NIBP Main cable with adult cuff. | HYD-BME-0307-MU-MIU-CCE-03 | Advanced micronic devices Ltd. | Mediaid M-1000 | AQ68B8042 |  | Mr.Srider | 9848381477 | 18POR0072999 | 2006-11-17 | 2007-03-21 | 91950 | B.M.E |  |  |  | USE | Working | Present in ER
| 18 | MICU | Monitor | 3 Lead ECG Main cable with lead set, Saturation Main Cable with fingure probe,NIBP Main cable with adult cuff. | HYD-BME-0307-MU-MIU-CCE-04 | Advanced micronic devices Ltd. | Mediaid M-1000 | AQ68B8432 |  | Mr.Srider | 9848381477 | 18POR0072999 | 2006-11-17 | 2007-03-21 | 91950 | B.M.E |  |  |  | USE | Working | Cost of the Monitor Stand Included
NOTWORKNG | 30 | ICCU | Syringe Pump | Pole clamp | HYD-BME-0307-MU-ICU-CCE-14 | Fresenius Kabi | Injectomat Agilia | 18090 / 19741313 | Mr.Asraf | 9849160266 | 18POR0073437 | 2006-12-07 | 2007-03-31 | 22755 | B.M.E |  |  |  | Use | NOT Working | Cost is in US Dollars 0f 555 coverted to Rupees i.e. 1 dollar = 41 Rs as on the date of 07/07/2007 PRESENT IN MICU | NOT WORKING
NOTWORKNG | 37 | MICU | Syringe Pump | Pole Clamp | HYD-BME-0307-MU-MIU-CCE-12 | Fresenius Kabi | Injectomat Agilia | 18090 / 19741349 | Mr.Asraf | 9849160266 | 18POR0073437 | 2006-12-07 | 2007-03-31 | 22755 | B.M.E |  |  |  | USE | Working | Cost is in US Dollars 0f 555 coverted to Rupees i.e. 1 dollar = 41 Rs as on the date of 07/07/2007 Present in ICCU
NOTWORKNG | 4 | SDICU 1 | Syringe Pump | Pole Clamp | HYD-BME-0307-MU-HDU-CCE-07 | Fresenius Kabi | Injectomat Agilia | 018090/19741307 | Mr.Asraf | 9849160266 | 18POR0073437 | 2006-12-07 | 2007-03-31 | 22755 | B.M.E |  |  |  |  | not Working |  | NOT WORKING
NOTWORKNG | 4 | Labour Room | Foetal Monitor | Ultrasound Transducer # U10517 , TOCO Transducer # T8042 | HYD-BME-0707-MU-NEU-CCE-15 | BPL Ltd. | FM 9534 | BQTA6C1154 / U10517 / T8042 | Mr.Gopi | 9885468902 | 92POR0000003 | 2007-04-05 | 2007-07-04 | 119600 | B.M.E |  |  |  | USE | NOT Working | NoT REPAIRABLE KEPT UNDER RE PLACEMENT
NOTWORKNG | 3 | 2GW | Monitor | 3 Lead ECG Main cable with lead set, Saturation Main Cable with Neonatal fingure probe,NIBP Main cable with adult cuff. | HYD-BME-0307-MU-NEU-CCE-04 | Advanced micronic devices Ltd. | Mediaid M-1000 | AQ68B8645 | Mr.Srider | 9848381477 | 18POR0072999 | 2006-11-17 | 2007-03-21 | 91950 | B.M.E |  |  |  | USE | Working | Present in BMD
BMD | 13 | CTICU | Blood warmer | Power cable | HYD-BME-MU-CTICU-CCE-01 | bL Life Science pvt Ltd. | 245 | 35179 | Mr. Prasanth | 9885018566 | NA | NA | 2007-07-01 | 120000 | B.M.E |  |  |  | NOT IN USE | Working | FROM PUNE not in use
NOTWORKNG | 14 | CTICU | ECG Machine | 10 Lead ECG Module # USD0622235 with lead set, 6 Chest electrodes,4 Limb clamps. | HYD-BME-0407-MU-SIU-CAR-01 | Philips | Trim - 1 | USD0612827 | Mr. Ghnana shekhar. | 9908862111 | 18POR0073207 | 2006-11-24 | 2007-04-02 | 50000 | CMC | 2016-04-01 | 2017-03-31 | 11684 | USE | Working | No Remarks
NOTWORKNG | 18 | CTICU | Syringe Pump | Pole Clamp | HYD-BME-0307-MU-GOT-CCE-08 | Fresenius Kabi | Injectomat Agilia | 18090 / 19741304 | Mr.Asraf | 9849160266 | 18POR0073437 | 2006-12-07 | 2007-03-31 | 22755 | B.M.E |  |  |  | USE | not Working | Cost is in US Dollars 0f 555 coverted to Rupees i.e. 1 dollar = 41 Rs as on the date of 07/07/2007 (INTERNAL TRANSFOR FROM OT ) | NOT WORKING
NOTWORKNG | 19 | CTICU | Syringe Pump | Pole Clamp | HYD-BME-0307-MU-GOT-CCE-09 | Fresenius Kabi | Injectomat Agilia | 18090 / 19741305 | Mr.Asraf | 9849160266 | 18POR0073437 | 2006-12-07 | 2007-03-31 | 22755 | B.M.E |  |  |  | USE | Working | Cost is in US Dollars 0f 555 coverted to Rupees i.e. 1 dollar = 41 Rs as on the date of 07/07/2007 (INTERNAL TRANSFOR FROM OT ) | NOT WORKING
NOTWORKNG | 24 | CTICU | Syringe Pump | Pole Clamp | PUN-BME-LC-ERC-CCE-11 | Fresenius Kabi | Injectomat Agilia | 18090/19741287 | Mr.Asraf | 9849160266 | NA | NA | 00/00/07 | 22755 | B.M.E |  |  |  |  | Working | shifted from pune (LC) | NOT WORKING
NOTWORKNG | 8 | CTOT | Heamotherm | patient mat | PUN-BME-0001-LC-COT-OTE-13 | aadi Enter prizes | Heamotherm/400m | 9129748m | Mr.Suraj | 9394833644 | 47por0000797 | NA | 2000-01-01 | 300000 | B.M.E |  |  |  | USE | Working | shifted from pune (LC) amc expaired
NOTWORKNG | 11 | CTOT | Heartlung Machine | POWER CARDS , 4 PUMPS, SMALL LCD MONITOR,GAS SUPPLY CONNECTIONS,AIR AND OXIGEN MIXTURE. | PUN-BME-0001-LC-COT-OTE-11 | Aadi Enter prizes | COBE | CCB428 | Mr.Suraj | 9394833644 | 92POR000023847 POR0001423 | NA | 2000-01-01 | 2300000 | B.M.E |  |  |  | USE | Working | shifted from pune (LC) refubished machine amc expaired
NOTWORKNG | 2 | Lab-M | Shaker | No Accessories | HYD-BME-1007-MU-LMB-LAB-02 | Laxmi instruments | Remi | AZCM-136 | Mr. Joseph | 9848822949 | 92POR0000045 | 2007-07-04 | 2007-10-03 | 6351.6 | B.M.E |  |  |  | USE | Working | No Remarks
NOTWORKNG | 4 | AMB | Syringe Pump | Pole Clamp | HYD-BME-0307-MU-ABU-CCE-04 | Fresenius Kabi | Injectomat Agilia | 18090 / 19741272 | Mr.Asraf | 9849160266 | 18P0R0073437 | 2006-12-07 | 2007-03-31 | 22755 | B.M.E |  |  |  | USE | Working | Cost is in US Dollars 0f 555 coverted to Rupees i.e. 1 dollar = 41 Rs. as on the date of 07/07/2007 | NOT WORKING
NOTWORKNG | 4 | NSS | ECG M/C | 10 lead ECG Cable | HYD-BME-0307-MU-NSS-CAR-01 | Philips | Trim-I | US80715443 | Mr.Ashraf | 9849650144 | NA | NA | 2007-01-01 | 50000 | CMC | 2016-04-01 | 2017-03-31 | 11684 | use | Working | using for bd

## Sheet2
RENTAL | Immuno analyser | power card | HYD-BME-0307-MU-LBC-LAB-2 | ROCHE | ELECSYS 2010 | 1850-06 | Mr.Srinivas | 9000424007 | NA | NA | 2007-06-01 | Reagent Rental | USE | Working | It is taken as hospital starting date

## Sheet3
BIOMEDICAL EQUIPMENT HISTORY CARD
Unit: MSRD Department: | Equipment Name: |  | Card No: |  |  | Equipment Name:
Equipment Details |  |  |  | PMS Service History |  |  |  |  | Accessories / Consumables
[5 empty] | DONE DATE | DUE DATE | DONE DATE | DUE DATE
Equipment
Model
Sr.No.
Eq ID
Manufacturer
Dealer
Eqpt Cost
Installed Dt.
Eqpt Life
Life Cycle Cost
User Dept | [5 empty] | Callibration Sehedules
Contract |  |  |  |  | Call Done Date |  | Call Due Date |  | Consumables Replacement History
From | [8 empty] | Date | Cost | Details
To
Contract Cost
Serviced by
Servicing Company
Phone
Ser Eng
Mobile

## Sheet4
Sr. No. | Equipment Name | Accessories / Serial number | Company Name | Eq. Model | Eq. Cost (Rupees) Eq. Cost
LABP
1 | Cell Counter | Cubitainer spout kit No.1, Float switch No.23,Tray No.20,Tube polyurethane 4mm ID x 6MM OD and 6mm ID x 9 mm OD,Mini pipette No. 10, EDTA Vials, Waste bottle,Host o/p unit No.1 assy. | Transasia | KX 21 | 375000 |  | 375000
2 | Centrifuge | 16x15 ml Swing Out Head with graduated glass tubes. | Laxmi Instruments | R8M | 50000 |  | 50000
3 | Binocular Microscope | Nosepiece,Eyepiece CFI E 10 X 2 Nos, Filter 45 mm, CFI E Plan Achromat 4 x, 30 mm / 10x, 7mm / 40x,0.65mm / 100x oil | Towa Optics (INDIA) Pvt.Ltd. | NIKON E-200 | 150000 |  | 150000
5 | Binocular Microscope | Nosepiece,Eyepiece CFI E 10 X 2 Nos, Filter 45 mm, CFI E Plan Achromat 4 x, 30 mm / 10x, 7mm / 40x,0.65mm / 100x oil |  | Vision 2000 | 15000 |  | 15000
TOTAL |  |  |  |  | 590000 |  | 50000
LABM | [6 empty] | 10000
1 | Centrifuge | 16x15 ml Swing Out Head with graduated glass tubes. | Laxmi instruments | R-8M | 50000 |  | 30352
2 | Shaker | No Accessories | Laxmi instruments | Remi | 10000 |  | 7351
3 | Incubator | No Accessories | Laxmi instruments | "Rotek 60x60x60CM" | 30352 |  | 102500
4 | Electronic Balance | No Accessories | Laxmi instruments | MP-500 | 7351 |  | 141525
5 | Elisa Reader | No Accessories | CPC | Start fax332 | 102500 |  | 7345
6 | Biological Safety Cabinet | No Accessories | laxmi Instruments | Remi | 141525 |  | 30345
7 | Biological Water bath | Thermometer | Laxmi Instruments | ROTEK | 7345 |  | 150000
8 | Hot air oven | No Accessories | Laxmi Instruments | ROTEK | 30345 |  | 50000
TOTAL |  |  |  |  | 379418 |  | 50000
LABB | [6 empty] | 30000
1 | Semi Auto Analyser | Waste bottle assy,Test tube holder/cuvette adaptor,Round glass microcuvettes,Rectangular polystyrene microcuvette,Test tube stand,Auto pipette stand,Disposable Tips for 5ul-50ul pipette (yellow) and 200ul-1000ul pipette (Blue),Pipette 50UL-500UL and Pipet | Transasia | ECS Plus V2 | 150000 |  | 200000
2 | Centrifuge | 16x15 ml Swing Out Head with graduated glass tubes. | Laxmi Instruments | R-8M | 50000 |  | 130000
3 | Centrifuge | 16x15 ml Swing Out Head with graduated glass tubes. | Laxmi Instruments | R-8M | 50000 |  | 10000
4 | Analytical Balance | power card | Laxmi Instruments | K-ROY,K-14 | 30000 |  | 50000
5 | Electrolyte Machine | Ref Electrode housing # 114736, Ref electrode # 121768,Sodium Electrode # 228982 ,potassuim Electrode # 223150 ,Chloride Electrode # 137587 | ROCHE | AVL 9180 | 200000 |  | 800000
6 | Coagulometer | Standard Accessories | Tulip Diagnostics(p) Ltd | Hemostar | 130000 |  | 2120000
7 | Serological water bath | Power card,temperature thermometer | Laxmi instruments | ROTEK | 10000 |  | 25000000
8 | Centrifuge | 16x15 ml Swing Out Head with graduated glass tubes. | REMI | R-8M | 50000 |  | 1000000
TOTAL |  |  |  |  | 670000
RENTAL
1 | Immuno analyser | power card | ROCHE | ELECSYS 2010 | Reagent Rental
2 | ABG | power card | Radiometer | ABL80 | Reagent Rental
3 | Autoanalyzer | power card | REMI | AU480 | Reagent Rental
4 | automated elisa reader
RAD |  |  |  |  | 0
1 | X-Ray Machine | Bucky wall stand ( coloumn ) # 3123, Collimeter # 34019, patient Table # 3120, H T # 3574, Tube # E06C453. | Siemens | MultiEase | 800000
2 | Ultrasound Machine | L12-3 Probe # 02WNX2, C5-2 Probe # 02YOCZ, Transvaginal probe C8-4V # 02XWQJ. | Philips | AFFINITI 50G | 2120000
3 | CT-SCAN | Kodak dry view , Pressure injector | Siemens | Somotom Emostion | 2,50,00000
4 | CR 15x latest digitiser with dryster | Printer,monitor, reader | AGFA HEALTH CARE | CR 15 | 1000000
3920000
~