## Sheet1
Sr. No. | Dept | Equipment Name | Equip. ID (20 DIG CODE) | Equip. model | Serial Number | Date of Instal. | STATUS (A-C-B-W) | Contract From | Contract To | Contract Value | Company Name | Vendor | PMS done | PMS Due | Calibration done date | Calibration due date | Remarks | Eq. Cost (Rupees) | Acesories
1 | ERC | Monitor | HYD-BME-1106-BN-ERC-MON-0000 | M-1000 | AQ5BB3682 | 2006-11-23 |  |  |  |  | Mediaid | [6 empty] | 91950 | ECG Spo2, NIBP
2 | ERC | Monitor | HYD-BME-1106-BN-ERC-MON-0000 | M-1000 | AQ67B7951 | 2006-11-23 |  |  |  |  | Mediaid | [6 empty] | 91950 | ECG Spo2, NIBP
3 | ERC | Monitor | HYD-BME-1207-BN-ERC-MON-0000 | Mec-2000 | CV7C100281 | 2007-12-20 |  |  |  |  | Mindray | [6 empty] | 72500 | ECG Spo2, NIBP
4 | ERC | Monitor | HYD-BME-1207-BN-ERC-MON-0000 | Mec-2000 | CV7C100284 | 2007-12-20 |  |  |  |  | Mindray | [6 empty] | 72500 | ECG Spo2, NIBP
5 | ERC | Monitor | HYD-BME-1207-BN-ERC-MON-0000 | Mec-2000 | CV7C100286 | 2007-12-20 |  |  |  |  | Mindray | [6 empty] | 72500 | ECG Spo2, NIBP
6 | ERC | Monitor | HYD-BME-1207-BN-ERC-MON-0000 | Mec-2000 | CV7C100287 | 2007-12-20 |  |  |  |  | Mindray | [6 empty] | 72500 | ECG Spo2, NIBP
7 | ERC | Monitor | HYD-BME-0206-BN-ERC-MON-0000 | M-1000 | AQ5BB3694 | 2006-02-01 |  |  |  |  | Mediaid | [6 empty] | 91950 | ECG Spo2, NIBP
8 | ERC | Monitor | HYD-BME-0206-BN-ERC-MON-0000 | M-1000 | AQ5BB3717 | 2006-02-01 |  |  |  |  | Mediaid | [6 empty] | 91950 | ECG Spo2, NIBP
9 | ERC | Monitor | HYD-BME-1213-BN-ERC-MON-0000 | G30 | CN32709626 | 2013-12-31 |  |  |  |  | Philips | [6 empty] | 78000 | ECG Spo2, NIBP
10 | ERC | Monitor | HYD-BME-1213-BN-ERC-MON-0000 | G30 | CN32709628 | 2013-12-31 |  |  |  |  | Philips | [6 empty] | 78000 | ECG Spo2, NIBP
11 | ERC | Monitor | HYD-BME-0708-BN-ERC-MON-0000 | M-1000 | AQ88115480 | 2008-07-14 |  |  |  |  | Mediaid | [6 empty] | 66000 | ECG Spo2, NIBP
12 | ERC | Monitor | HYD-BME-0115-BN-ERC-MON-0000 | G-30 | CN32714111 | 2015-01-19 |  |  |  |  | Philips | [6 empty] | 80000 | ECG Spo2, NIBP
13 | ERC | Monitor | HYD-BME-0115-BN-ERC-MON-0000 | G-30 | CN32714110 | 2015-01-19 |  |  |  |  | Philips | [6 empty] | 80000 | ECG Spo2, NIBP
14 | ERC | Monitor | HYD-BME-0115-BN-ERC-MON-0000 | G-30 | CN32714113 | 2015-01-19 |  |  |  |  | Philips | [6 empty] | 80000 | ECG Spo2, NIBP
15 | ERC | Monitor | HYD-BME-1106-BN-ERC-MON-0000 | M-1000 | AQ-23168878 | 2006-11-01 |  |  |  |  | Mediaid | [6 empty] | 80000 | ECG Spo2, NIBP
16 | ERC | Monitor | HYD-BME-1213-LC-ERC-MON-0000 | G - 30 | CN32714106 | 2013-12-31 |  |  |  |  | Philips | [6 empty] | 80000 | ECG Spo2, NIBP
17 | ERC | Monitor | HYD-BME-1213-LC-ERC-MON-0000 | G - 30 | CN32709629 | 2013-12-31 |  |  |  |  | Philips | [6 empty] | 80000 | ECG Spo2, NIBP
18 | ERC | Monitor | HYD-BME-0409-BN-ERC-MON-0000 | Mec-2000 | CV93101333 | 2009-04-21 |  |  |  |  | Mindray | [6 empty] | 153847 | ECG Spo2, NIBP, IBP
19 | ERC | Monitor | HYD-BME-0714-BN-ERC-MON-0000 | MP-20 | DE80184740 | 2014-07-07 |  |  |  |  | Philips | [6 empty] | 285000 | ECG Spo2, NIBP, IBP, ETCO2
20 | ERC | Defibrillator | HYD-BME-0101-BN-ERC-DEF-0000 | Heart Start XL | US00440338 | 2001-01-01 |  |  |  |  | Philips | [6 empty] | 250000 | 3 lead ECG cable
21 | ERC | Defibrillator | HYD-BME-0103-BN-ERC-DEF-0000 | Heart Start XL | US00120769 | 2003-01-04 |  |  |  |  | Philips | [6 empty] | 250000 | 3 lead ECG cable
22 | ERC | Defibrillator | HYD-BME-0914-BN-ERC-DEF-0000 | DFM-100 | CN32600076 | 2014-09-17 |  |  |  |  | Philips | [6 empty] | 180000 | 3 lead ECG cable
23 | ERC | Defibrillator with Pacer | HYD-BME-0509-BN-ERC-DEF-0000 | Heart Start XL | US00571413 | 2009-05-07 |  |  |  |  | Philips | [6 empty] | 250000 | 3 lead ECG cable
24 | ERC | Defibrillator | HYD-BME-0000-BN-ERC-DEF-0000 | DFM-100 | CN32600079 | [5 empty] | Philips | [6 empty] | 180000 | 3 lead ECG cable
25 | ERC | ECG Machine | HYD-BME-0113-BN-ERC-ECG-0000 | TC-20 | CNO1271928 | 2013-01-25 |  |  |  |  | Philips | [6 empty] | 135000
26 | ERC | Syringe Pump | HYD-BME-1212-BN-ERC-SYR-0000 | Perfusor Compact | 171361 | 2012-12-13 |  |  |  |  | B Braun | [6 empty] | 31500
27 | ERC | Syringe Pump | HYD-BME-0713-BN-ERC-SYR-0000 | Perfusor Compact | 188272 | 2013-07-26 |  |  |  |  | B Braun | [6 empty] | 30000
28 | ERC | Syringe Pump | HYD-BME-1214-BN-ERC-SYR-00 | Perfusor Compact | 205448 | 2014-12-22 |  |  |  |  | B Braun | [6 empty] | 30000
29 | ERC | Syringe Pump | HYD-BME-1214-BN-ERC-SYR-0000 | Perfusor Compact | 204344 | 2014-12-22 |  |  |  |  | B Braun | [6 empty] | 30000
30 | ERC | Syringe Pump | HYD-BME-1214-BN-ERC-SYR-0000 | Perfusor Compact | 204389 | 2014-12-22 |  |  |  |  | B Braun | [6 empty] | 30000
31 | ERC | Syringe Pump | HYD-BME-1214-BN-ERC-SYR-0000 | Perfusor Compact | 204393 | 2014-12-22 |  |  |  |  | B Braun | [6 empty] | 30000
32 | ERC | Syringe Pump | HYD-BME-1214-BN-ERC-SYR-0000 | Perfusor Compact | 174651 | 2014-12-22 |  |  |  |  | B Braun | [6 empty] | 30000
33 | ERC | Syringe Pump | HYD-BME-1214-BN-ERC-SYR-0000 | Perfusor Compact | 64096 | 2014-12-22 |  |  |  |  | B Braun | [6 empty] | 30000
34 | ERC | Syringe Pump | HYD-BME-1214-BN-ERC-SYR-0000 | Perfusor Compact | 212705 | 2014-12-22 |  |  |  |  | B Braun | [6 empty] | 30000
35 | ERC | Syringe Pump | HYD-BME-0713-BN-ERC-SYR-0000 | Perfusor Compact | 188266 | 2013-07-26 |  |  |  |  | B Braun | [6 empty] | 30000
36 | ERC | Infusion Pump | HYD-BME-0713-BN-ERC-SYR-0000 | Infusomat P | 7225 | 2013-07-26 |  |  |  |  | B Braun | [6 empty] | 55000
37 | ERC | Ventilator | HYD-BME-0708-BN-ERC-VEN-0000 | Servo S | 8579 | 2008-07-15 |  |  |  |  | Maquet | [6 empty] | 575000 | Expiratory Casset
38 | ERC | Ventilator | HYD-BME-1212-BN-ERC-VEN-0000 | Servo S | 25827 | 2012-12-04 |  |  |  |  | Maquet | [6 empty] | 666667 | Expiratory Casset
39 | ERC | Ventilator | HYD-BME-1212-BN-ERC-VEN-0000 | Servo S | 25828 | 2012-12-04 |  |  |  |  | Maquet | [6 empty] | 666667 | Expiratory Casset
40 | ERC | Bipap | HYD-BME-0206-BN-ERC-BIP-0000 | Nidek | 5310192 | 2006-02-24 |  |  |  |  | Nidek | [6 empty] | 80000
41 | ERC | Bipap | HYD-BME-0206-BN-ERC-BIP-0000 | Vivo 30 | 160510 | 2006-02-06 |  |  |  |  | Vivo | [6 empty] | 80000
42 | RAD | X-Ray (800ma) | HYD-BME-0808-BN-RAD-XRA-0000 | Polydors LX 50 | 7179 | 2008-08-11 | CMC | 2015-04-01 | 2016-03-31 | 310075 | Siemens | [6 empty] | 1750000
43 | RAD | X Ray-Mobile | HYD-BME-0101-BN-RAD-XRM-0000 | MM 2.5 | 31253 | 2001-01-01 | CMC | 2015-04-01 | 2016-03-31 | 50604 | Siemens | [6 empty] | 198500
44 | RAD | X Ray-Mobile | HYD-BME-0101-BN-RAD-XRM-0000 | MM 2.5 | 3712 | 2001-01-01 | CMC | 2015-04-01 | 2016-03-31 | 50604 | Siemens | [6 empty] | 200000
45 | RAD | X Ray-Mobile | HYD-BME-0101-BN-RAD-XRM-0000 | MM 2.5 | 32098 | 2001-01-01 | CMC | 2015-04-01 | 2016-03-31 | 50604 | Siemens | [6 empty] | 200000
46 | RAD | X Ray-Mobile | HYD-BME-0307-BN-RAD-XRM-0000 | MM 2.5 | 32112 | 2007-03-01 | CMC | 2015-04-01 | 2016-03-31 | 50604 | Siemens | [6 empty] | 200000
47 | RAD | CR System with Reader | HYD-BME-1008-BN-RAD-CRS-0000 | Capsula X Drypix 7000 | 86423833 86523687 | 2008-10-22 | CMC | 2015-04-01 | 2016-03-31 | 135422 | Fuji Film | [6 empty] | 1500000
48 | RAD | CR - Printer | HYD-BME-1008-BN-RAD-CRP-0000 | Drypix 7000 | 86537570 | 2008-10-22 |  |  |  |  | Fuji Film | [6 empty] | 350000
49 | RAD | CT Scan | HYD-BME-1207-BN-RAD-CTS-0000 | Somatum Definition | 60258 | 2007-12-22 | CMC | 2015-04-01 | 2016-03-31 | 4558173 | Siemens | [6 empty] | 50036440 | a) Stabilizer 250 KVA b) CT Work Station
50 | RAD | CT Pressure Injector | HYD-BME-1207-BN-RAD-PRI-0000 | Injectron CT2 | 852007247 | 2007-12-22 |  |  |  |  | Medron | [6 empty] | 300000
51 | RAD | Ultrasound | HYD-BME-0406-BN-RAD-USG-0000 | HD11XE | US70670965 | 2006-04-01 | CMC | 2015-04-01 | 2016-03-31 | 213395 | Philips | [6 empty] | 2500000 | a)L12-3 Transducer b)C5-2 Transducer c)3D6-2 Transducer d)S4-2 Transducer e)C8-4V Transducer
52 | RAD | Ultra sound | HYD-BME-0411-BN-RAD-USG-0000 | HD 15 | USO1023633 | 2011-04-01 | CMC | 2015-09-24 | 2016-03-31 | 131210 | Philips | [6 empty] | 2800000 | 1)C5-2 Tranducer 2)L12-5 Transducer 3)C8-4 Transducer
53 | RAD | Ultra sound | HYD-BME-0613-BN-RAD-USG-0000 | HD11XE | US41370274 | 2013-06-14 | CMC | 2015-09-24 | 2016-03-31 | 106219 | Philips | [6 empty] | 1500000 | 1)C5-2 Tranducer 2)L12-3 Transducer 3)S4-2 Transducer
54 | RAD | MRI | HYD-BME-0514-BN-RAD-MRI-0000 | Avanto TIM Dot | 57165 | 2014-05-01 | warranty |  |  |  | Siemens |  |  |  |  | Warrenty 3 years |  | 75300000
55 | RAD | MRI Film Printer | HYD-BME-1116-BN-RAD-CRP-0000 | Dry View 6950 Laser Imager | 69531432 | 2016-11-11 |  |  |  |  | Care Stream | [6 empty] | 350000
56 | RAD | MRI Film Printer | HYD-BME-1116-BN-RAD-CRP-0000 | Dry Pix plus | 66114353 | 2016-11-11 |  |  |  |  | Fuji film | [6 empty] | 350000
57 | RAD | MRI Comp. Pulse Oximeter | HYD-BME-0101-BN-RAD-MON-0000 | Invivo 4500 | OXMRI - 4259 | 2001-01-01 |  |  |  |  | Invivo | [6 empty] | 150000
58 | RAD | MRI Pressure Injector | HYD-BME-0213-BN-RAD-MON-0000 | Spectris Solaris EP | 3301201262690 | 2013-02-13 |  |  |  |  | Medrad | [6 empty] | 600000
59 | RAD | Defibrillator | HYD-BME-1207-BN-RAD-DEF-0000 | HeartstartXL | US00461552 | 2007-12-01 | CMC | 2015-04-01 | 2016-03-31 | 15391 | Philips | [6 empty] | 175000 | 3 lead ECG Cable
60 | RAD | Monitor | HYD-BME-0811-BN-RAD-MON-0000 | Mec-1000 | AQ15154835 | 2011-08-11 |  |  |  |  | Mindray | [6 empty] | 65000 | ECG,SPO2,NIBP
61 | RAD | Syringe Pump | HYD-BME-0713-BN-RAD-SYR-0000 | Perfusor Compact | 190664 | 2013-07-26 | warranty | 2013-07-26 | 2016-07-25 |  | B Braun |  |  |  |  | Warranty 3 Years.Ivth Year AMC free |  | 30000
62 | RAD | Gamma Camera | HYD-BME-0101-BN-RAD-GAC-0000 | E.CAM | 7820/08615 | 2001-01-01 | CMC | 2015-04-01 | 2016-03-31 | 948788 | Siemens | [6 empty] | 10000000 | a) Single channel monitor with EGG cable Name:Biomedical system model: 101NR b) Iodine collimator S.N0:20611 c) View sonic monitorGamma radiation survey meter 1 no,Digital contamination Monitor 1 no"
63 | RAD | Dose Calibrator | HYD-BME-0101-BN-RAD-DOC-0000 | CRC-15R | 155677 | 2001-01-01 |  |  |  |  | Capintec | [6 empty] | 250000
64 | PCW | Monitor | HYD-BME-1112-BN-PCW-MON-0066 | M-1000 | AQ23168842 | 2012-11-01 | Warranty | 2012-11-01 | 2015-10-31 |  | Mediaid |  |  |  |  | 2016-06-30 |  | 51975 | ECG, Spo2, NIBP
65 | PCW | Monitor | HYD-BME-1112-BN-PCW-MON-0067 | M-1000 | AQ23168959 | 2012-11-01 | Warranty | 2012-11-01 | 2015-10-31 |  | Mediaid |  |  |  |  | 2016-06-30 |  | 51975 | ECG, Spo2, NIBP
66 | PCW | Monitor | HYD-BME-1112-BN-PCW-MON-0068 | M-1000 | AQ23168865 | 2012-11-01 | Warranty | 2012-11-01 | 2015-10-31 |  | Mediaid |  |  |  |  | X |  | 51975 | ECG, Spo2, NIBP
67 | PCW | Monitor | HYD-BME-1112-BN-PCW-MON-0069 | M-1000 | AQ23168925 | 2012-11-01 | Warranty | 2012-11-01 | 2015-10-31 |  | Mediaid |  |  |  |  | 2016-06-30 |  | 51975 | ECG, Spo2, NIBP
68 | PCW | Monitor | HYD-BME-1112-BN-PCW-MON-0070 | M-1000 | AQ23168933 | 2012-11-01 | Warranty | 2012-11-01 | 2015-10-31 |  | Mediaid |  |  |  |  | 2016-06-30 |  | 51975 | ECG, Spo2, NIBP
69 | PCW | Monitor | HYD-BME-0415-BN-PCW-MON-0072 | TruScope-II | M003E01130 | 2015-04-14 | Warrenty | 2015-04-14 | 2020-04-13 |  | Schiller |  |  |  |  | X |  | 75000 | ECG, Spo2, NIBP
70 | PCW | Monitor | HYD-BME-0415-BN-PCW-MON-0073 | TruScope-II | M003E011134 | 2015-04-14 | Warrenty | 2015-04-14 | 2020-04-13 |  | Schiller |  |  |  |  | X |  | 75000 | ECG, Spo2, NIBP
71 | PCW | Monitor | HYD-BME-0415-BN-PCW-MON-0074 | TruScope-II | M003E011132 | 2015-04-14 | Warrenty | 2015-04-14 | 2020-04-13 |  | Schiller |  |  |  |  | X |  | 75000 | ECG, Spo2, NIBP
72 | PCW | Monitor | HYD-BME-0415-BN-PCW-MON-0075 | TruScope-II | M003E011131 | 2015-04-14 | Warrenty | 2015-04-14 | 2020-04-13 |  | Schiller |  |  |  |  | X |  | 75000 | ECG, Spo2, NIBP
73 | PCW | Monitor | HYD-BME-0415-BN-PCW-MON-0076 | TruScope-II | M003E011129 | 2015-04-14 | Warrenty | 2015-04-14 | 2020-04-13 |  | Schiller |  |  |  |  | X |  | 75000 | ECG, Spo2, NIBP
74 | PCW | Monitor | HYD-BME-0415-BN-PCW-MON-0077 | TruScope-II | M003E011127 | 2015-04-14 | Warrenty | 2015-04-14 | 2020-04-13 |  | Schiller |  |  |  |  | X |  | 75000 | ECG, Spo2, NIBP
75 | PCW | Defibrillator | HYD-BME-0502-BN-PCW-DEF-0000 | Heartstart XL | US00108472 | 2002-05-25 | CMC | 2014-04-01 | 2015-03-31 | 17250 | Philips |  |  |  |  | X |  | 175000 | 3 lead ECG Cable
76 | PCW | Defibrillator | HYD-BME-0305-BN-PCW-DEF-0000 | Heartstart XL | US00231825 | 2005-03-26 | CMC | 2015-04-01 | 2016-03-31 | 16980 | Philips |  |  |  |  | X |  | 175000 | 3 lead ECG Cable
77 | PCW | Defibrillator | HYD-BME-0415-BN-PCW-DEF-0000 | DFM-100 | CN3260024 | 2015-04-26 | Warrenty |  |  |  | Philips |  |  |  |  | 2017-03-09 |  | 225000 | 3 lead ECG Cable
78 | PCW | Defibrillator (with pacer) | HYD-BME-0707-BN-PCW-DEF-0000 | Heartstart XL | US00455947 | 2007-07-26 | CMC | 2014-04-01 | 2015-03-31 | 17250 | Philips |  |  |  |  | X |  | 250000 | 3 lead ECG Cable
79 | PCW | ECG Machine | HYD-BME-0714-BN-PCW-ECG-0000 | TC-20 | CN61405039 | 2014-07-24 | Warranty |  |  |  | Philips |  |  |  |  | X |  | 145000
80 | PCW | Syringe Pump | HYD-BME-0115-BN-PCW-SYR-0000 | Compact | 209355 | 2015-01-03 | Warrenty | 2015-01-03 | 2018-01-02 |  | B Braun |  |  |  |  | X |  | 32550
81 | PCW | Syringe Pump | HYD-BME-0115-BN-PCW-SYR-0000 | Compact | 209364 | 2015-01-03 | Warrenty | 2015-01-03 | 2018-01-02 |  | B Braun |  |  |  |  | X |  | 32550
82 | PCW | Syringe Pump | HYD-BME-0115-BN-PCW-SYR-0000 | Compact | 209349 | 2015-01-03 | Warrenty | 2015-01-03 | 2018-01-02 |  | B Braun |  |  |  |  | X |  | 32550
83 | PCW | Syringe Pump | HYD-BME-0115-BN-PCW-SYR-0000 | Compact | 209327 | 2015-01-03 | Warrenty | 2015-01-03 | 2018-01-02 |  | B Braun |  |  |  |  | X |  | 32550
84 | PCW | Syringe Pump | HYD-BME-0115-BN-PCW-SYR-0000 | Compact | 209371 | 2015-01-03 | Warrenty | 2015-01-03 | 2018-01-02 |  | B Braun |  |  |  |  | X |  | 32550
85 | PCW | Syringe Pump | HYD-BME-0115-BN-PCW-SYR-0000 | Compact | 209335 | 2015-01-03 | Warrenty | 2015-01-03 | 2018-01-02 |  | B Braun |  |  |  |  | X |  | 32550
86 | PCW | Syringe Pump | HYD-BME-0115-BN-PCW-SYR-0000 | Compact | 209363 | 2015-01-03 | Warrenty | 2015-01-03 | 2018-01-02 |  | B Braun |  |  |  |  | X |  | 32550
87 | PCW | Syringe Pump | HYD-BME-0115-BN-PCW-SYR-0000 | Compact | 203923 | 2015-05-06 | Warrenty | 2015-01-03 | 2018-01-02 |  | B Braun |  |  |  |  | X |  | 32550
88 | PCW | Syringe Pump | HYD-BME-0514-BN-PCW-SYR-0000 | Perfusor Compact | 203900 | 2014-05-06 | Warrenty | 2014-05-06 | 2017-05-05 |  | B Braun |  |  |  |  | X |  | 33075
89 | PCW | Syringe Pump | HYD-BME-0514-BN-PCW-SYR-0000 | Perfusor Compact | 203930 | 2014-05-06 | Warrenty | 2014-05-06 | 2017-05-05 |  | B Braun |  |  |  |  | X |  | 33075
90 | PCW | Syringe Pump | HYD-BME-0514-BN-PCW-SYR-0000 | Perfusor Compact | 203917 | 2014-05-06 | Warrenty | 2014-05-06 | 2017-05-05 |  | B Braun |  |  |  |  | X |  | 33075
91 | PCW | Syringe Pump | HYD-BME-0608-BN-PCW-SYR-0000 | Injectomat Agilia | 19710963 | 2008-06-10 |  |  |  |  | Fresenius Kabi |  |  |  |  | X |  | 25640
92 | PCW | Syringe Pump | HYD-BME-1008-BN-PCW-SYR-0000 | Injectomat Agilia | 20015845 | 2008-10-06 |  |  |  |  | Fresenius Kabi |  |  |  |  | X |  | 25640
93 | PCW | Infusion Pump | HYD-BME-1214-BN-PCW-INF-0000 | Infusomat P | 97689 | 2014-12-22 | Warrenty | 2014-12-22 | 21/12/2017 |  | B Braun |  |  |  |  | X |  | 50000
94 | PCW | Infusion Pump | HYD-BME-1214-BN-PCW-INF-0000 | Infusomat P | 97690 | 2014-12-22 | Warrenty | 2014-12-22 | 21/12/2017 |  | B Braun |  |  |  |  | X |  | 50000
95 | CTH | Pace Maker (SC) | HYD-BME-1005-BN-CTH-PAC-0000 | 3077 | 817033 | 2005-10-30 |  |  |  |  | Medtronic |  |  |  |  | x |  | 100000
96 | CTH | Pace Maker (SC) | HYD-BME-0905-BN-CTH-PAC-0000 | 5348 | PEP012510P | 2005-10-30 |  |  |  |  | Advance Micronics |  |  |  |  | x |  | 64000
97 | CTH | Pace Maker (SC) | HYD-BME-1005-BN-CTH-PAC-0000 | 5391 | 1530036 | 2005-10-30 |  |  |  |  | Medtronic |  |  |  |  | x |  | 100000
98 | CTH | Pace Maker (SC) | HYD-BME-0905-BN-CTH-PAC-0000 | 5433 | 1525425 | 2016-12-01 |  |  |  |  | Medtronic |  |  |  |  | x |  | 100000
99 | CTH | FFR System | HYD-BME-1110-BN-CTH-FFR-0000 | 12711 | XP2278 | 2010-11-08 |  |  |  |  | St. Jude |  |  |  |  | x |  | 1768000
100 | CTH | ACT Machine | HYD-BME-1016-BN-CTH-ACT-0000 | ACT PLUS | ACT2005982 | 2016-10-10 |  |  |  |  | Medtronic |  |  |  |  | x |  | 240424
101 | CTH | ACT Machine | HYD-BME-1016-BN-CTH-ACT-0000 | ACT PLUS | ACT2005979 | 2016-10-10 |  |  |  |  | Medtronic |  |  |  |  | x |  | 240424
102 | CTH | Cath Lab | HYD-BME-0513-BN-CTH-CTL-0000 | Allura FD20 | 1704 | 2013-05-29 | CMC | 2015-06-01 | 2016-05-31 | 2400615 | Philips |  |  |  |  | x |  | 27730000
103 | CTH | Pressure Injector | HYD-BME-0513-BN-CTH-PRI-0000 | Angiomat Illumina | C0712C033X | 2013-05-01 |  |  |  |  | Schiller |  |  |  |  | x |  | 500000
104 | CTH | Cath Lab | HYD-BME-0108-BN-CTH-CTL-0000 | AXIOM Artis DFC Flatpanel 60 F/S | 35799 (785430891) | 2008-01-02 | CMC | 2015-04-01 | 2016-03-31 | 2233616.3353 | Siemens |  |  |  |  | x |  | 17098823 | 1) Stabilizer 150 KVA 2) UPS 8 KVA
105 | CTH | Carto System | HYD-BME-1112-BN-CTH-CAR-0000 | Carto 3 | 12309 | 2012-11-21 | CMC | 2015-10-01 | 2016-09-30 | 741000 | J&J |  |  |  |  | x |  | 8925000
106 |  | Cool Flow Pump | HYD-BME-1112-BN-CTH-CFP-0000 | CFP | 5414 | 2012-11-21 |  |  |  |  | J&J
107 | CTH | IABP | HYD-BME-0812-BN-CTH-IAB-0000 | CS100 | SA210067-D2 | 2012-08-27 | CMC | 2015-04-01 | 2016-03-31 | 225505 | maquet |  |  |  |  | x |  | 1701000
108 | CTH | IABP | HYD-BME-1215-BN-CTH-IAB-0000 | CS100 | SA05719G6 | 2015-02-14 | Warrenty | 2015-02-14 | 2016-02-13 |  | Afford Medical |  |  |  |  | x |  | 850000
109 | CTH | IABP | HYD-BME-1215-BN-CTH-IAB-0000 | CS100 | S804501-K0 | 2015-02-14 | Warrenty | 2015-02-14 | 2016-02-13 |  | Afford Medical |  |  |  |  | x |  | 850000
110 | CTH | IABP | HYD-BME-1213-BN-CTH-IAB-0000 | CS300 | SI235283-I3 | 23/12/2013 | CMC | 2015-04-01 | 2016-03-31 | 137247 | Maquet |  |  |  |  | x |  | 2300000
111 | CTH | IABP | HYD-BME-1008-BN-CTH-IAB-0000 | System 98 XT | S807374-F3 | 2008-10-31 |  |  |  |  | Maquet |  |  |  |  | x |  | 631725
112 |  | RF Generator | HYD-BME-1112-BN-CTH-RFG-000 | EP Shuttle | ST-5013 | 2012-11-21 |  |  |  |  | J&J
113 |  | EP Tracer | HYD-BME-1112-BN-CTH-EPT-0000 | EP Tracer | 2011.03.19 | 2012-11-21 |  |  |  |  | J&J
114 | CTH | Anesthesia Machine | HYD-BME-0202-BN-GOT-ANM-0000 | Excel 80 | CAAE00686 | 2002-02-19 |  |  |  |  | Wipro GE |  |  |  |  | x |  | 1200000
115 | CTH | Electro Surgical Unit | HYD-BME-0305-BN-GOT-ESU-0000 | Force fx 8c | F3J29389A | 2005-03-24 |  |  |  |  | Covedian |  |  |  |  | x |  | 348000
116 | CTH | Defibrillator | HYD-BME-0101-BN-CTH-DEF-0000 | Heartstart XL | US00108468 | 2001-01-01 | CMC | 2015-04-01 | 2016-03-31 | 17250.4389 | Philips |  |  |  |  | x |  | 250000 | ECG 3 lead Cable
117 | CTH | Defibrillator | HYD-BME-0713-BN-CTH-DEF-0000 | Heartstart XL | US00603142 | 2013-07-08 | CMC | 2015-04-01 | 2016-03-31 | 14289.375 | Philips |  |  |  |  | x |  | 250000 | ECG 3 lead Cable
118 | CTH | Defibrillator | HYD-BME-0101-BN-CTH-DEF-0000 | Heartstart XL | US00108469 | 2001-01-01 | CMC | 2015-04-01 | 2016-03-31 | 17250.4389 | Philips |  |  |  |  | x |  | 175000 | ECG 3 lead Cable
119 | CTH | Intra Vascular Ultrasound | HYD-BME-0410-BN-CTH-IVU-0000 | I-LAB IVUS | 6537 | 2010-04-02 |  |  |  |  | Boston Scientfic |  |  |  |  | x |  | 6820833
120 | CTH | Infusion Pump | HYD-BME-1211-BN-CTH-INF-0000 | Infusomat P | 112475 | 2011-12-10 |  |  |  |  | B Braun |  |  |  |  | x |  | 50000
121 | CTH | Infusion Pump | HYD-BME-1211-BN-CTH-INF-0000 | Infusomat P | 112477 | 2011-12-10 |  |  |  |  | B Braun |  |  |  |  | x |  | 50000
122 | CTH | Infusion Pump | HYD-BME-1211-BN-CTH-INF-0000 | Infusomat P | 69569 | 2011-12-10 | warranty | 2011-12-10 | 2014-12-09 |  | B Braun |  |  |  |  | x |  | 45000
123 | CTH | Syringe Pump | HYD-BME-0209-BN-CTH-SYR-0000 | Injectomat | 018090/ 19710561 | 2009-02-04 |  |  |  |  | Fresenius Kabi |  |  |  |  | x |  | 23500
124 | CTH | Syringe Pump | HYD-BME-0608-BN-CTH-SYR-0000 | Injectomat | 20015914 | 2008-10-06 |  |  |  |  | Fresenius Kabi |  |  |  |  | x |  | 25640
125 | CTH | Pressure Injector | HYD-BME-0108-BN-CTH-PRI-0000 | Mark V Provis | 104392 | 2008-01-02 |  |  |  |  | Medrad |  |  |  |  | x |  | 500000
126 | CTH | Monitor | HYD-BME-0112-BN-CTH-MON-0000 | MEC 1000 | AQ15154798 | 2012-01-10 | warranty | 2012-01-10 | 2015-01-09 |  | Mindray |  |  |  |  | x |  | 67000 | ECG, SPO2, NIBP Cables
127 | CTH | Infusion Pump | HYD-BME-0309-BN-CTH-INF-0000 | Optima VS | 027290/20041811 | 2009-03-25 |  |  |  |  | Fresenius Kabi |  |  |  |  | x |  | 48060
128 | CTH | Syringe Pump | HYD-BME-1211-BN-CTH-SYR-0000 | Perfusor Compact | 161730 | 2011-12-10 |  |  |  |  | B Braun |  |  |  |  | x |  | 35000
129 | CTH | Syringe Pump | HYD-BME-1211-BN-CTH-SYR-0000 | Perfusor Compact | 161710 | 2011-12-10 | warranty | 2011-12-10 | 2014-12-09 |  | B Braun |  |  |  |  | x |  | 32000
130 | CTH | Syringe Pump | HYD-BME-1211-BN-CTH-SYR-0000 | Perfusor Compact | 161737 | 2011-12-10 | warranty | 2011-12-10 | 2014-12-09 |  | B Braun |  |  |  |  | x |  | 32000
131 | CTH | Ventilator | HYD-BME-1103-BN-CTH-VEN-0000 | Servo S | 2331 | 2003-11-25 |  |  |  |  | Maquet |  | X |  |  |  |  | 700000
132 | CTH | Pace Maker (SC) | HYD-BME-1116-BN-CTH-PAC-0000 | 5391 | 1525425 | 2016-11-30 |  |  |  |  | Medtronic | [6 empty] | 100000
133 | PAU | Monitor (Under Replacement) | HYD-BME-0101-BN-PAC-MON-0000 | V24C | 4006A98290 | 2001-01-01 |  |  |  |  | Philips | [6 empty] | 297500 | ECG, SPO2, NIBP
134 | PAU | Monitor (Under Replacement) | HYD-BME-0101-BN-PAC-MON-0000 | V24C | 4006A98256 | 2001-01-01 |  |  |  |  | Philips |  | 2016-04-09 |  |  |  |  | 297500 | ECG, SPO2, NIBP
135 | PAU | Monitor (Under Replacement) | HYD-BME-0101-BN-PAC-MON-0000 | V24C | 4006A98326 | 2001-01-02 |  |  |  |  | Philips |  | x |  |  |  |  | 297500 | ECG, SPO2, NIBP
136 | PAU | Monitor | HYD-BME-0913-BN-PAC-MON-0000 | M-1000 | AQ-23168911 | 2013-09-01 |  |  |  |  | Mediaid |  | 2016-04-09 |  |  |  |  | 65000 | ECG, SPO2, NIBP
137 | PAU | Monitor | HYD-BME-0913-BN-PAC-MON-0000 | G30 | CN32709627 | 31/12/2013 | warranty | 2013-12-31 | 2014-12-30 |  | Philips |  | 2017-04-06 |  |  |  |  | 78000 | ECG, SPO2, NIBP
138 | PAU | Monitor | HYD-BME-0913-BN-PAC-MON-0000 | G30 | CN32709630 | 31/12/2013 | warranty | 2013-12-31 | 2014-12-30 |  | Philips |  | 2017-04-06 |  |  |  |  | 78000 | ECG, SPO2, NIBP
139 | PAU | Monitor | HYD-BME-0913-BN-PAC-MON-0000 | TruScope-II | M003E011037 | 2015-04-14 | warranty |  |  |  | Schiller |  | x |  |  |  |  | 75000 | ECG, SPO2, NIBP
140 | PAU | Infusion pump | HYD-BME-0101-BN-PAC-INF-0000 | Infusomat | 83887 | 2001-01-01 |  |  |  |  | B Braun |  | 2016-06-04 |  |  |  |  | 50000
141 | PAU | Infusion pump | HYD-BME-0509-BN-PAC-INF-0000 | Infusomat | 52752 | 2009-05-01 |  |  |  |  | B Braun |  | X |  |  |  |  | 50000
142 | PAU | Syringe Pump | VIJ-BME-0809-PC-PAC-SYR-0000 | infusomat | 20347096 | 2009-08-16 |  |  |  |  | Fresenius Kabi |  | X |  | It is in BMD for repair |  |  | 24600
143 | PAU | Syringe Pump | HYD-BME-0608-BN-PAC-SYR-0000 | Injectomat | 19710556 | 2008-10-06 |  |  |  |  | Fresenius Kabi |  | 2016-04-16 |  |  |  |  | 25640
144 | PAU | Infant Warmer | HYD-BME-0608-BN-PAC-INW-0000 | OCW100 | 3058 | 2004-01-01 |  |  |  |  | Phoenix |  | 2016-04-16 |  |  |  |  | 80000
145 | NSU | Monitor | HYD-BME-1008-BN-NSU-MON-0000 | MEC - 2000 | CV-88100849 | 2008-10-13 |  |  |  |  | Mediaid |  |  |  |  | 2016-03-10 |  | 85000 | ECG, Spo2, NIBP, IBP
146 | NSU | Monitor | HYD-BME-1008-BN-NSU-MON-0000 | MEC - 2000 | CV-88100861 | 2008-10-13 |  |  |  |  | Mediaid |  |  |  |  | 2016-03-10 |  | 160000 | ECG, Spo2, NIBP, IBP
147 | NSU | Monitor | HYD-BME-0714-BN-NSU-MON-0000 | MEC - 2000 | DE80184745 | 2014-07-01 | warranty | 2014-07-01 | 2015-07-01 |  | Philips |  |  |  |  | 2017-07-04 |  | 185000 | ECG, Spo2, NIBP, IBP
148 | NSU | Monitor | HYD-BME-0409-BN-NSU-MON-0000 | MEC - 2000 | CV93101329 | 2009-04-21 | BME |  |  |  | Mindray |  |  |  |  | 2016-03-10 |  | 81732 | ECG, Spo2, NIBP, IBP
149 | NSU | Monitor | HYD-BME-0409-BN-NSU-MON-0000 | MEC - 2000 | CV93101327 | 2009-04-21 | BME |  |  |  | Mindray |  |  |  |  | 2016-03-10 |  | 81732 | ECG, Spo2, NIBP, IBP
150 | NSU | Monitor (Modular) | HYD-BME-0410-BN-NSU-MON-0000 | Mp 20 | DE50403509 | 2005-07-07 | CMC | 2015-04-01 | 2016-03-31 | 15010.0853 | Philips |  |  |  |  | X |  | 200000 | ECG, Spo2, NIBP, IBP
151 | NSU | Defibrillator | HYD-BME-1108-BN-NSU-DEF-0000 | Heartstart XL | US00465963 | 2008-05-11 | CMC | 2015-04-01 | 2016-03-31 | 17636 | Philips |  |  |  |  | 2017-03-09 |  | 250000 | ECG cable- 3 lead with Pacer
152 | NSU | Ventilator | HYD-BME-0605-PC-NSU-VEN-0000 | Servo S | 2357 | 2005-06-30 | CMC | 2015-04-01 | 2016-03-31 | 48944 | Maquet |  |  |  |  | 2016-01-23 |  | 563207 | Expiratory Cassets
153 | NSU | Ventilator | HYD-BME-1008-BN-NSU-VEN-0000 | Servo S | 8575 | 2008-10-20 | CMC | 2015-04-01 | 2016-03-31 | 48944 | Maquet |  |  |  |  | X |  | 575000 | Expiratory Cassets
154 | NSU | Syringe Pump | HYD-BME-1108-BN-NSU-SYR-0000 | Compact | 20347076 | 2008-11-26 |  |  |  |  | Fresenius Kabi |  |  |  |  | 2016-10-23 |  | 28000
155 | NSU | Syringe Pump | HYD-BME-1108-BN-NSU-SYR-0000 | Compact | 20347079 | 2008-11-26 |  |  |  |  | Fresenius Kabi |  |  |  |  | 2016-10-23 |  | 28000
156 | NSU | Syringe Pump | HYD-BME-1108-BN-NSU-SYR-0000 | Compact | 20347080 | 2008-11-26 |  |  |  |  | Fresenius Kabi |  |  |  |  | 2016-10-23 |  | 28000
157 | NSU | Syringe Pump | HYD-BME-1108-BN-NSU-SYR-0000 | Compact | 20347085 | 2008-11-26 |  |  |  |  | Fresenius Kabi |  |  |  |  | 2016-10-23 |  | 28000
158 | NSU | Syringe Pump | HYD-BME-1108-BN-NSU-SYR-0000 | Compact | 20347088 | 2008-11-26 |  |  |  |  | Fresenius Kabi |  |  |  |  | 2016-10-23 |  | 28000
159 | NSU | Syringe Pump | HYD-BME-1108-BN-NSU-SYR-0000 | Compact | 20347089 | 2008-11-26 |  |  |  |  | Fresenius Kabi |  |  |  |  | 2016-10-23 |  | 28000
160 | NSU | Syringe Pump | HYD-BME-0104-PC-ICU-SYR-0000 | Compact | 19983337 | 2004-01-01 |  |  |  |  | Fresenius Kabi |  |  |  |  | 2016-10-23 |  | 28000
161 | NSU | Syringe Pump | HYD-BME-1108-PC-ICU-SYR-0000 | Compact | 20347172 | 2008-11-26 |  |  |  |  | Fresenius Kabi |  |  |  |  | 2016-10-23 |  | 28000
162 | NSU | Infusion Pump | HYD-BME-0213-BN-NSU-INF-0000 | infusomat p | 83990 | 2013-02-20 | warranty | 2013-02-20 | 2016-02-19 |  | B Braun |  |  |  |  | 2016-01-05 |  | 45000
163 | NSU | Infusion pump | HYD-BME-0214-BN-NSU-INF-0000 | Infusomat P | 91447 | 2014-02-08 |  |  |  |  | B Braun |  |  |  |  | X |  | 50400
164 | NSU | Infusion pump | HYD-BME-0214-BN-NSU-INF-0000 | Infusomat P | 91460 | 2014-02-08 |  |  |  |  | B Braun |  |  |  |  | 2016-01-05 |  | 50400
165 | NSU | Infusion pump | HYD-BME-0214-BN-NSU-INF-0000 | infusomat p | 87028 | 2014-02-08 |  |  |  |  | B Braun |  |  |  |  | 2016-01-05 |  | 50400
166 | NSU | Infusion pump | HYD-BME-0214-BN-NSU-INF-0000 | infusomat p | 91463 | 2014-02-08 |  |  |  |  | B Braun |  |  |  |  | 2016-01-05 |  | 50400
167 | NSU | SCD Machine | HYD-BME-0415-BN-NSU-SCD-0000 |  | 10071242148 | 23/4/2015 |  |  |  |  | Swell Cure |  |  |  |  | X |  | 90300
168 | NSU | SCD Machine | HYD-BME-0415-BN-NSU-SCD-0000 |  | 710288144 | 23/4/2015 | warranty | 23/4/2015 | 23/4/2017 |  | Swell Cure |  |  |  |  | X |  | 90300
169 | NSU | Blood Warmers | HYD-BME-0115-BN-GOT-BLW-0000 |  | 110301204 | 29/1/2015 |  |  |  |  | Sree Medical |  |  |  |  | X |  | 55125
170 | SIU | Monitor (Modular | HYD-BME-1211-BN-SIU-MON-0000 | MP20 | DE72863862 | 2011-12-07 | CMC | 2015-04-01 | 2016-03-31 | 16674 | Philips |  | 2017-07-04 |  |  |  |  | 165000 | ECG, SPO2, NIBP
171 | SIU | Monitor (Modular | HYD-BME-1211-BN-SIU-MON-0000 | MP20 | DE72863845 | 2011-12-07 |  |  |  |  | Philips |  | 2017-07-04 |  |  |  |  | 165000 | ECG, SPO2, NIBP
172 | SIU | Monitor (Modular | HYD-BME-1211-BN-SIU-MON-0000 | MP20 | DE72863855 | 2011-12-07 | CMC | 2015-04-01 | 2016-03-31 | 16674 | Philips |  | 2017-07-04 |  |  |  |  | 165000 | ECG, SPO2, NIBP
173 | SIU | Monitor (Modular | HYD-BME-1211-BN-SIU-MON-0000 | MP20 | DE72863826 | 2011-12-07 | CMC | 2015-04-01 | 2016-03-31 | 16674 | Philips |  | 2017-07-04 |  |  |  |  | 165000 | ECG, SPO2, NIBP
174 | SIU | Monitor (Modular | HYD-BME-1211-BN-SIU-MON-0000 | MP20 | DE72863877 | 2011-12-07 | CMC | 2015-04-01 | 2016-03-31 | 16674 | Philips |  | 2017-07-04 |  |  |  |  | 260000 | ECG, SPO2, NIBP
175 | SIU | Monitor (Modular | HYD-BME-1211-BN-SIU-MON-0000 | MP20 | DE72863879 | 2011-12-07 | CMC | 2015-04-01 | 2016-03-31 | 16674 | Philips |  | 2017-07-04 |  |  |  |  | 260000 | ECG, SPO2, NIBP
176 | SIU | Monitor (Modular | HYD-BME-1008-BN-SIU-MON-0000 | MP20 | DE72863863 | 2011-12-07 | CMC | 2015-04-01 | 2016-03-31 | 16674 | Philips |  | 2017-07-04 |  |  |  |  | 260000 | ECG, SPO2, NIBP
177 | SIU | Defibrillator | HYD-BME-0101-BN-SIU-DEF-0000 | Heart Start XL | US00448621 | 2001-01-01 | CMC | 2015-04-01 | 2016-03-31 | 16124 | Philips |  | 2017-03-09 |  |  |  |  | 175000 | 3 lead ECG cable
178 | SIU | Ventilator | HYD-BME-0911-BN-SIU-VEN-0000 | Engstorm CareStation | CBCQ01140 | 2011-09-29 |  |  |  |  | Wipro GE |  | 2016-03-07 |  |  |  |  | 700000
179 | SIU | Ventilator | HYD-BME-0911-BN-SIU-VEN-0000 | Engstorm CareStation | CBCQ01146 | 2011-09-29 |  |  |  |  | Wipro GE |  | 2016-03-07 |  |  |  |  | 700000
180 | SIU | Ventilator | HYD-BME-0303-BN-SIU-VEN-0000 | 300A | 23818 | 2003-03-03 |  |  |  |  | Maquet |  | 2016-03-07 |  |  |  |  | 700000
181 | SIU | ECG Machine | HYD-BME-0512-BN-SIU-ECG-0000 | TC 20 | CN21201442 | 2012-05-29 | CMC | 2015-04-01 | 2016-03-31 | 8288 | Philips |  | 2017-03-06 |  |  |  |  | 149000
182 | SIU | Syringe Pump | HYD-BME-1212-BN-SIU-SYR-0000 | Compact | 171371 | 2012-12-13 | warranty | 2012-12-13 | 2015-12-12 |  | B Braun |  | 2016-01-08 |  |  |  |  | 31500
183 | SIU | Syringe Pump | HYD-BME-1212-BN-SIU-SYR-0000 | Compact | 171637 | 2012-12-13 | warranty | 2012-12-13 | 2015-12-12 |  | B Braun |  | X |  |  |  |  | 31500
184 | SIU | Syringe Pump | HYD-BME-1214-BN-SIU-SYR-0000 | Compact | 204384 | 22/12/2014 | Warrenty | 22/12/2014 | 21/12/2017 |  | B Braun |  | X |  |  |  |  | 32550
185 | SIU | Syringe Pump | HYD-BME-1214-BN-SIU-SYR-0000 | Compact | 204345 | 22/12/2014 | Warrenty | 22/12/2014 | 21/12/2017 |  | B Braun |  | X |  |  |  |  | 32550
186 | SIU | Syringe Pump | HYD-BME-1214-BN-SIU-STR-0000 | Compact | 2042080 | 22/12/2014 | Warrenty | 22/12/2014 | 21/12/2017 |  | B Braun |  | 2016-01-08 |  |  |  |  | 32550
187 | SIU | Syringe Pump | HYD-BME-1214-BN-SIU-SYR-0000 | Compact | 204372 | 22/12/2014 | Warrenty | 22/12/2014 | 21/12/2017 |  | B Braun |  | 2016-01-08 |  |  |  |  | 32550
188 | SIU | Syringe Pump | HYD-BME-1214-BN-SIU-SYR-0000 | Compact | 90826 | 22/12/2014 |  |  |  |  | B Braun |  | 2016-01-08 |  |  |  |  | 32550
189 | SIU | Syringe Pump | HYD-BME-0101-BN-SIU-SYR-0000 | Compact | 63669 | 2001-01-01 |  |  |  |  | B Braun |  | 2016-01-08 |  |  |  |  | 24600
190 | SIU | Syringe Pump | HYD-BME-0101-BN-CTU-SYR-0000 | Compact | 63653 | 2001-01-01 |  |  |  |  | B Braun |  | 2016-01-08 |  |  |  |  | 24600
191 | SIU | Syringe Pump | HYD-BME-1112-BN-CTU-SYR-0000 | Compact | 174825 | 2012-11-26 |  |  |  |  | B Braun |  | 2016-01-08 |  |  |  |  | 32550
192 | SIU | Syringe Pump | HYD-BME-1212-BN-SIU-SYR-0000 | Compact | 171682 | 2012-12-13 | warranty | 2012-12-13 | 2015-12-12 |  | B Braun |  | X |  |  |  |  | 31500
193 | SIU | Syringe Pump | HYD-BME-0101-BN-SIU-SYR-0000 | Compact | 63666 | 2001-01-01 |  |  |  |  | B Braun |  | X |  |  |  |  | 24600
194 | SIU | Syringe Pump | HYD-BME-0511-BN-SIU-SYR-0000 | Compact | 161094 | 2011-05-07 |  |  |  |  | B Braun |  | 2016-01-08 |  |  |  |  | 29000
195 | SIU | Syringe Pump | HYD-BME-0511-BN-SIU-SYR-0000 | Compact | 59661 | 2011-05-07 |  |  |  |  | B Braun |  | 2016-01-09 |  |  |  |  | 38500
196 | SIU | Syringe Pump | HYD-BME-0511-BN-SIU-SYR-0000 | Compact | 174825 | 2011-05-07 |  |  |  |  | B Braun |  | 2016-01-09 |  |  |  |  | 38500
197 | SIU | Syringe Pump | HYD-BME-0511-BN-SIU-SYR-0000 | Compact | 171682 | 2011-05-07 |  |  |  |  | B Braun |  | 2016-01-09 |  |  |  |  | 38500
198 | SIU | Infusion Pump | HYD-BME-0213-BN-SIU-INF-0000 | Infusomat P | 83993 | 2013-02-20 | warranty | 2013-02-20 | 2016-02-19 |  | B Braun |  | X |  |  |  |  | 45000
199 | SIU | Infusion Pump | HYD-BME-0213-BN-SIU-INF-0000 | Infusomat P | 83983 | 2013-02-20 | warranty | 2013-02-20 | 2016-02-19 |  | B Braun |  | 2016-01-08 |  |  |  |  | 45000
200 | SIU | Infusion Pump | HYD-BME-0213-BN-SIU-INF-0000 | Infusomat P | 83991 | 2013-02-20 | warranty | 2013-02-20 | 2016-02-19 |  | B Braun |  | 2016-01-08 |  |  |  |  | 45000
201 | SIU | Infusion Pump | HYD-BME-0213-BN-SIU-INF-0000 | Infusomat P | 83998 | 2013-02-20 | warranty | 2013-02-20 | 2016-02-19 |  | B Braun |  | 2016-01-08 |  |  |  |  | 45000
202 | SIU | Infusion Pump | HYD-BME-0213-BN-SIU-INF-0000 | Infusomat P | 83918 | 2013-02-20 | warranty | 2013-02-20 | 2016-02-19 |  | B Braun |  | 2016-01-08 |  |  |  |  | 45000
203 | SIU | Infusion Pump | HYD-BME-0213-BN-SIU-INF-0000 | Infusomat P | 83985 | 2013-02-20 | warranty | 2013-02-20 | 2016-02-19 |  | B Braun |  | 2016-01-08 |  |  |  |  | 45000
204 | SIU | Infusion Pump | HYD-BME-1214-BN-SIU-INF-0000 | Infusomat P | 97695 | 22/12/2014 | Warrenty | 22/12/2014 | 21/12/2017 |  | B Braun |  | 2016-01-08 |  |  |  |  | 45000
205 | SIU | Infusion Pump | HYD-BME-1214-BN-SIU-INF-0000 | Infusomat P | 97694 | 22/12/2014 | Warrenty | 22/12/2014 | 21/12/2017 |  | B Braun |  | X |  |  |  |  | 45000
206 | SIU | Infusion Pump | HYD-BME-1214-BN-SIU-INF-0000 | Infusomat P | 97692 | 22/12/2014 | WArrenty | 22/12/2014 | 21/12/2017 |  | B Braun |  | 2016-01-08 |  |  |  |  | 45000
207 | SIU | Infusion Pump | HYD-BME-0101-BN-NIL-INF-0000 | Infusomat P | 6943 | 2001-01-01 |  |  |  |  | B Braun |  | 2016-01-08 |  |  |  |  | 37540
208 | SIU | Infusion Pump | HYD-BME-1011-BN-SIU-INF-0000 | Infusomat P | 69567 | 2011-10-28 |  |  |  |  | B Braun |  | X |  |  |  |  | 45000
209 | SIU | Infusion Pump | HYD-BME-0101-BN-SIU-INF-0000 | Infusomat P | 20538 | 2001-01-01 |  |  |  |  | B Braun |  | 2016-01-08 |  |  |  |  | 24600
210 | SIU | Infusion Pump | HYD-BME-0101-BN-SIU-INF-0000 | Infusomat P | 84001 | 2001-01-01 |  |  |  |  | B Braun |  | X |  |  |  |  | 37540
211 | SIU | Blood Warmers | HYD-BME-0115-BN-SIU-BLW-0000 |  | 110301210 | 29/1/2015 |  |  |  |  | Sree Medical |  | 2016-06-30 |  |  |  |  | 55125
212 | SIU | SCD Machine | HYD-BME-0115-BN-SIU-SCD-0000 | Kendell - SCD Express | V0841007 | 2009-04-04 |  |  |  |  | Covedian |  | x |  |  |  |  | 55125
213 | ACT | Monitor (Modular) | HYD-BME-0713-BN-ACT-MON-0000 | MP20 | DE72876060 | 2013-07-03 |  |  |  |  | Philips |  | 2017-03-07 |  |  |  |  | 165000 | ECG, SPO2, NIBP, IBP
214 | ACT | Monitor (Modular) | HYD-BME-0713-BN-ACT-MON-0000 | MP20 | DE72876046 | 2013-07-03 |  |  |  |  | Philips |  | 2017-03-07 |  |  |  |  | 165000 | ECG, SPO2, NIBP, IBP
215 | ACT | Monitor (Modular) | HYD-BME-0713-BN-ACT-MON-0000 | MP20 | DE72876061 | 2013-07-03 |  |  |  |  | Philips |  | 2017-03-07 |  |  |  |  | 165000 | ECG, SPO2, NIBP, IBP
216 | ACT | Monitor (Modular) | HYD-BME-0713-BN-ACT-MON-0000 | MP20 | DE72876069 | 2013-07-03 |  |  |  |  | Philips | [6 empty] | 165000 | ECG, SPO2, NIBP, IBP
217 | ACT | Monitor (Modular) | HYD-BME-0713-BN-ACT-MON-0000 | MP20 | DE72876039 | 2013-07-03 |  |  |  |  | Philips |  | 2017-03-07 |  |  |  |  | 165000 | ECG, SPO2, NIBP, IBP
218 | ACT | Monitor (Modular) | HYD-BME-0101-BN-ACT-MON-0000 | MP20 | DE42601075 | 2001-01-01 | CMC | 2015-04-01 | 2016-03-31 | 20949 | Philips |  | 2017-03-07 |  |  |  |  | 179350 | ECG, SPO2, NIBP, IBP
219 | ACT | Monitor (Modular) | HYD-BME-0516-BN-ACT-MON-0000 | MX 430 | DE54800849 | 2016-05-01 |  |  |  |  | Philips | [6 empty] | 285000 | ECG, SPO2, NIBP, IBP, ETCO2
220 | ACT | Monitor (Modular) | HYD-BME-0516-BN-ACT-MON-0000 | MX 430 | DE54800852 | 24.05.2016 |  |  |  |  | Philips | [6 empty] | 285000 | ECG, SPO2, NIBP, IBP, ETCO3
221 | ACT | Monitor (Modular) | HYD-BME-0516-BN-ACT-MON-0000 | MX 430 | DE54800794 | 24.05.2016 |  |  |  |  | Philips | [6 empty] | 245000 | ECG, SPO2, NIBP, IBP
222 | ACT | Monitor (Modular) | HYD-BME-0516-BN-ACT-MON-0000 | MX 430 | DE54800793 | 24.05.2016 |  |  |  |  | Philips | [6 empty] | 245000 | ECG, SPO2, NIBP, IBP
223 | ACT | Monitor (Modular) | HYD-BME-0516-BN-ACT-MON-0000 | MX 430 | DE54800841 | 24.05.2016 |  |  |  |  | Philips | [6 empty] | 245000 | ECG, SPO2, NIBP, IBP
224 | ACT | Monitor (Modular) | HYD-BME-0516-BN-ACT-MON-0000 | MX 430 | DE54800846 | 24.05.2016 |  |  |  |  | Philips | [6 empty] | 245000 | ECG, SPO2, NIBP, IBP
225 | ACT | Monitor (Modular) | HYD-BME-0516-BN-ACT-MON-0000 | MX 430 | DE54800796 | 24.05.2016 |  |  |  |  | Philips | [6 empty] | 245000 | ECG, SPO2, NIBP, IBP
226 | ACT | Monitor (Modular) | HYD-BME-0516-BN-ACT-MON-0000 | MX 430 | DE54800851 | 24.05.2016 |  |  |  |  | Philips | [6 empty] | 245000 | ECG, SPO2, NIBP, IBP
227 | ACT | Monitor (Modular) | HYD-BME-0516-BN-ACT-MON-0000 | MX 430 | DE54800792 | 24.05.2016 |  |  |  |  | Philips | [6 empty] | 245000 | ECG, SPO2, NIBP, IBP
228 | ACT | Monitor (Modular) | HYD-BME-0516-BN-ACT-MON-0000 | MX 430 | DE54800845 | 24.05.2016 |  |  |  |  | Philips | [6 empty] | 245000 | ECG, SPO2, NIBP, IBP
229 | ACT | Monitor (Modular) | HYD-BME-0516-BN-ACT-MON-0000 | MX 430 | DE54800795 | 24.05.2016 |  |  |  |  | Philips | [6 empty] | 245000 | ECG, SPO2, NIBP, IBP
230 | ACT | Defibrillator | HYD-BME-0101-BN-ACT-DEF-0000 | Heart Start XL | US00127322 | 2001-01-01 | CMC | 2015-04-01 | 2016-03-31 | 17250 | Philips |  | 2017-03-07 |  |  |  |  | 175000 | ECG 3 Lead
231 | ACT | Ecg Machine | HYD-BME-0115-BN-ACT-ECG-0000 | TC-20 | CN81405395 | 2015-01-01 | Warrenty |  |  |  | Philips |  | X |  |  |  |  | 145000
232 | ACT | Ventilator | HYD-BME-1103-BN-ACT-VEN-0000 | Servo S | 2328 | 2003-11-25 | CMC | 2015-04-01 | 2016-03-31 | 48944 | Maquet |  | X |  |  |  |  | 750000 | Expiratory Casset
233 | ACT | Ventilator | HYD-BME-1212-BN-ACT-VEN-0000 | Servo S | 25824 | 2012-12-04 |  |  |  |  | Maquet |  | X |  |  |  |  | 666667 | Expiratory Casset
234 | ACT | Ventilator | HYD-BME-1212-BN-ACT-VEN-0000 | Servo S | 25825 | 2012-12-04 |  |  |  |  | Maquet |  | X |  |  |  |  | 666667 | Expiratory Casset
235 | ACT | Ventilator | HYD-BME-1212-BN-ACT-VEN-0000 | Servo S | 25823 | 2012-12-04 |  |  |  |  | Maquet |  | X |  |  |  |  | 666667 | Expiratory Casset
236 | ACT | Ventilator | HYD-BME-1108-BN-ACT-VEN-0000 | Servo S | 8574 | 2008-11-11 | CMC | 2015-04-01 | 2016-03-31 | 48944 | Maquet |  | X |  |  |  |  | 575000 | Expiratory Casset
237 | ACT | Ventilator | HYD-BME-0112-BN-ACT-VEN-0000 | Servo S | 20822 | 2012-01-05 | warranty | 2012-01-05 | 2014-01-04 |  | Maquet |  | X |  |  |  |  | 699999 | Expiratory Casset
238 | ACT | Ventilator | HYD-BME-0605-BN-ACT-VEN-0000 | Servo S | 2360 | 2005-06-30 | CMC | 2015-04-01 | 2016-03-31 | 48944 | Maquet |  | X |  |  |  |  | 563207 | Expiratory Casset
239 | ACT | Ventilator | HYD-BME-1212-BN-ACT-VEN-0000 | Servo S | 25826 | 2012-12-04 | CMC | 2015-04-01 | 2016-03-31 | 48944 | Maquet |  | X |  |  |  |  | 563207 | Expiratory Casset
240 | ACT | Syringe Pump | HYD-BME-1212-BN-ACT-SYR-0000 | Compact | 171636 | 2012-12-13 | warranty | 2012-12-13 | 2015-12-12 |  | B Braun |  | X |  |  |  |  | 31500
241 | ACT | Syringe Pump | HYD-BME-0713-BN-ACT-SYR-0000 | Compact | 188296 | 2013-07-09 |  |  |  |  | B Braun |  | X |  |  |  |  | 30000
242 | ACT | Syringe Pump | HYD-BME-0713-BN-ACT-SYR-0000 | Compact | 188292 | 2013-07-09 |  |  |  |  | B Braun |  | X |  |  |  |  | 30000
243 | ACT | Syringe Pump | HYD-BME-0713-BN-ACT-SYR-0000 | Compact | 188257 | 2013-07-09 |  |  |  |  | B Braun |  | X |  |  |  |  | 30000
244 | ACT | Syringe Pump | HYD-BME-0713-BN-ACT-SYR-0000 | Compact | 188248 | 2013-07-09 |  |  |  |  | B Braun |  | X |  |  |  |  | 30000
245 | ACT | Syringe Pump | HYD-BME-0511-BN-ACT-SYR-0000 | Compact | 161089 | 2011-05-07 | warranty | 2011-05-07 | 2014-05-06 |  | B Braun |  | X |  |  |  | 3 | 29000
246 | ACT | Syringe Pump | HYD-BME-0713-BN-ACT-SYR-0000 | Compact | 188293 | 2013-07-09 | warranty | 2013-07-09 | 2015-08-07 |  | B Braun |  | X |  |  |  |  | 30000
247 | ACT | Syringe Pump | HYD-BME-0713-BN-ACT-SYR-0000 | Compact | 83584 | 2013-07-09 |  |  |  |  | B Braun |  | X |  |  |  |  | 30000
248 | ACT | Syringe Pump | HYD-BME-0115-BN-ACT-SYR-0000 | Compact | 212708 | 2015-01-03 | Warrenty | 2015-01-03 | 2018-01-02 |  | B Braun |  | X |  |  |  |  | 30000
249 | ACT | Syringe Pump | HYD-BME-0115-BN-ACT-SYR-0000 | Compact | 212725 | 2015-01-03 | Warrenty | 2015-01-03 | 2018-01-02 |  | B Braun |  | X |  |  |  |  | 30000
250 | ACT | Syringe Pump | HYD-BME-0713-BN-ACT-SYR-0000 | Compact | 188245 | 2013-07-09 | Warrenty | 2015-01-03 | 2018-01-02 |  | B Braun |  | X |  |  |  |  | 30000
251 | ACT | Syringe Pump | HYD-BME-0713-BN-ACT-SYR-0000 | Compact | 174843 | 2013-07-09 | Warrenty | 2015-01-03 | 2018-01-02 |  | B Braun |  | X |  |  |  |  | 30000
252 | ACT | Syringe Pump | HYD-BME-0315-BN-ACT-SYR-0000 | Compact | 209804 | 2015-01-03 | Warrenty | 2015-01-03 | 2018-01-02 |  | B Braun |  | X |  |  |  |  | 30000
253 | ACT | Syringe Pump | HYD-BME-0315-BN-ACT-SYR-0000 | Compact | 209838 | 2015-01-03 | Warrenty | 2015-01-03 | 2018-01-02 |  | B Braun |  | X |  |  |  |  | 30000
254 | ACT | Syringe Pump | HYD-BME-0913-BN-ACT-SYR-0000 | Compact | 188251 | 2013-07-09 | Warrenty | 2015-01-03 | 2018-01-02 |  | B Braun |  | X |  |  |  |  | 30000
255 | ACT | Syringe Pump | HYD-BME-0913-BN-ACT-SYR-0000 | Compact | 190686 | 2013-07-09 | Warrenty | 2015-01-03 | 2018-01-02 |  | B Braun |  | X |  |  |  |  | 30000
256 | ACT | Syringe Pump | HYD-BME-0315-BN-ACT-SYR-0000 | Compact | 212709 | 2015-01-03 | Warrenty | 2015-01-03 | 2018-01-02 |  | B Braun |  | X |  |  |  |  | 30000
257 | ACT | Syringe Pump | HYD-BME-0315-BN-ACT-SYR-0000 | Compact | 204559 | 2015-01-03 | Warrenty | 2015-01-03 | 2018-01-02 |  | B Braun |  | X |  |  |  |  | 30000
258 | ACT | Syringe Pump | HYD-BME-0315-BN-ACT-SYR-0000 | Compact | 204357 | 2015-01-03 | Warrenty | 2015-01-03 | 2018-01-02 |  | B Braun |  | X |  |  |  |  | 30000
259 | ACT | Syringe Pump | HYD-BME-0315-BN-ACT-SYR-0000 | Compact | 209382 | 2015-01-03 | Warrenty | 2015-01-03 | 2018-01-02 |  | B Braun |  | X |  |  |  |  | 30000
260 | ACT | Syringe Pump | HYD-BME-0315-BN-ACT-SYR-0000 | Compact | 209351 | 2015-01-03 | Warrenty | 2015-01-03 | 2018-01-02 |  | B Braun |  | X |  |  |  |  | 30000
261 | ACT | Syringe Pump | HYD-BME-0913-BN-ACT-SYR-0000 | Compact | 188289 | 2013-07-09 | Warrenty | 2015-01-03 | 2018-01-02 |  | B Braun |  | X |  |  |  |  | 30000
262 | ACT | Syringe Pump | HYD-BME-0115-BN-ACT-SYR-0000 | Compact | 204594 | 2015-01-03 | Warrenty | 2015-01-03 | 2018-01-02 |  | B Braun |  | X |  |  |  |  | 30000
263 | ACT | Syringe Pump | HYD-BME-0713-BN-ACT-SYR-0000 | Compact | 188237 | 2013-07-09 | Warrenty | 2015-01-03 | 2018-01-02 |  | B Braun |  | X |  |  |  |  | 30000
264 | ACT | Syringe Pump | HYD-BME-0713-BN-ACT-SYR-0000 | Compact | 171765 | 2013-07-09 | Warrenty | 2015-01-03 | 2018-01-02 |  | B Braun |  | X |  |  |  |  | 30000
265 | ACT | Syringe Pump | HYD-BME-0115-BN-ACT-SYR-0000 | Compact | 204370 | 2015-01-03 | Warrenty | 2015-01-03 | 2018-01-02 |  | B Braun |  | X |  |  |  |  | 30000
266 | ACT | Syringe Pump | HYD-BME-0115-BN-ACT-SYR-0000 | Compact | 204349 | 2015-01-03 | Warrenty | 2015-01-03 | 2018-01-02 |  | B Braun |  | X |  |  |  |  | 30000
267 | ACT | Syringe Pump | HYD-BME-0309-BN-ACT-SYR-0000 | Injectomat Agilia | 20402097 | 2009-03-02 | Warrenty | 2015-01-03 | 2018-01-02 |  | Fresenius Kabi |  | X |  |  |  |  | 30000
268 | ACT | Syringe Pump | HYD-BME-0104-BN-ACT-SYR-0000 | Injectomat Agilia | 19710517 | 2004-01-24 |  |  |  |  | Fresenius Kabi |  | X |  |  |  |  | 30000
269 | ACT | Syringe Pump | HYD-BME-0104-BN-ACT-SYR-0000 | Injectomat Agilia | 19710519 | 2004-01-24 |  |  |  |  | Fresenius Kabi |  | X |  |  |  |  | 30000
270 | ACT | Syringe Pump | HYD-BME-0104-BN-ACT-SYR-0000 | Injectomat Agilia | 21003093 | 2004-01-24 |  |  |  |  | Fresenius Kabi |  | X |  |  |  |  | 30000
271 | ACT | Syringe Pump | HYD-BME-0104-BN-ACT-SYR-0000 | Injectomat Agilia | 19983335 | 2004-01-24 |  |  |  |  | Fresenius Kabi |  | X |  |  |  |  | 24600
272 | ACT | Infusion Pump | HYD-BME-0214-BN-ACT-INF-0000 | Infusomat | 91453 | 2014-02-08 | warranty | 2014-02-08 | 2017-02-07 |  | B Braun |  | X |  |  |  |  | 50000
273 | ACT | Infusion Pump | HYD-BME-0214-BN-ACT-INF-0000 | Infusomat | 91450 | 2014-02-08 | warranty | 2014-02-08 | 2017-02-07 |  | B Braun |  | X |  |  |  |  | 50000
274 | ACT | IABP | HYD-BME-1014-BN-ACT-IAB-0000 | CS 300 | SI246247-E4 | 17/10/2014 |  |  |  |  | Maquet |  | X |  |  |  |  | 2300000
275 | ACT | IABP | HYD-BME-1008-BN-ACT-IAB-0000 | System 98 XT | S805786-A2 | 2008-10-31 | AMC | 2015-04-01 | 2016-03-31 | 17110 | Maquet |  | X |  |  |  |  | 631725
276 | ACT | Pacemaker (DC) | HYD-BME-0101-BN-ACT-PAC-0000 | 5388 | PFG013439P | 2001-01-01 |  |  |  |  | Medtronic |  | X |  |  |  |  | 180000
277 | ACT | Pacemaker (DC) | HYD-BME-0101-BN-ACT-PAC-0000 | 5388 | PEP021101P | 2001-01-01 |  |  |  |  | Medtronic |  | X |  |  |  |  | 180000
278 | ACT | Pacemaker (DC) | HYD-BME-0403-BN-ACT-PAC-0000 | 5388 | PFG151407R | 2003-04-26 |  |  |  |  | Medtronic |  | X |  |  |  |  | 180000
279 | ACT | Pacemaker (SC) | HYD-BME-0101-BN-ACT-PAC-0000 | 5349 | PEP023218P | 2001-01-01 |  |  |  |  | Medtronic |  | 2016-06-29 |  |  |  |  | 96000
280 | ACT | Pacemaker (SC) | HYD-BME-0705-BN-ACT-PAC-0000 | 5349 | PEPO24823P | 2005-07-14 |  |  |  |  | Medtronic |  | X |  |  |  |  | 96000
281 | ACT | Pacemaker (SC) | HYD-BME-0101-BN-ACT-PAC-0000 | 5348 | PEPO23196P | 2001-01-01 |  |  |  |  | Medtronic |  | X |  |  |  |  | 96000
282 | ACT | Pacemaker (SC) | HYD-BME-0101-BN-ACT-PAC-0000 | 5433 | 1524503 | 2016-12-01 |  |  |  |  | Medtronic | [6 empty] | 100000
283 | ACT | Patient Warmer | HYD-BME-0101-BN-ACT-PAW-0000 |  | CIO204J034 | 2001-01-01 |  |  |  |  | Warmtouch |  | X |  |  |  |  | 100000
284 | ACT | Patient Warmer | HYD-BME-0101-BN-ACT-PAW-0000 | Warm touch |  | 2001-01-01 | [6 empty] | X |  |  |  |  | 112000
285 | ACT | Blood Warmer | HYD-BME-0713-BN-ACT-BLW-0000 | ETTF11 |  | 2013-07-01 | BME |  |  |  | Sree Medical |  | X |  |  |  |  | 55125
286 | ACT | Blood Warmer | HYD-BME-0713-BN-ACT-BLW-0000 | ETTF11 |  | 2013-07-01 | BME |  |  |  | Sree Medical |  | X |  |  |  |  | 55125
287 | ACT | Blood Warmer | HYD-BME-0713-BN-ACT-BLW-0000 | ETTF11 |  | 2013-07-01 | BME |  |  |  | Sree Medical |  | X |  |  |  |  | 55125
288 | ACT | Blood Warmer | HYD-BME-0713-BN-ACT-BLW-0000 | ETTF11 |  | 2013-07-01 | BME |  |  |  | Sree Medical |  | X |  |  |  |  | 55125
289 | ACT | Patient Warmer | HYD-BME-1116-BN-ACT-PAW-0000 | sp169040254 |  | 2016-11-24 |  |  |  |  | Warm touch | [6 empty] | 65000
290 | ACT | pacemaker | HYD-BME-1116-BN-ACT-PAC-0000 | 1524503 |  | 2016-11-30 | [11 empty] | 100000
291 | PCT | Defibrillator With Pacer | HYD-BME-1203-PC-PCT-DEF-0000 | Heart Start Xl | US00120829 | 2003-12-16 | CMC | 2015-04-01 | 2016-03-31 | 17249 | Philips |  | 2017-03-09 |  |  |  |  | 250000 | ECG 3 lead Cable
292 | PCT | Monitor (Modular) | HYD-BME-0705-PC-PCT-MON-0000 | MP20 | DE50403514 | 2005-07-05 | CMC | 2015-04-01 | 2016-03-31 | 15010 | Philips |  | 2017-03-07 |  |  |  |  | 200000 | ECG, SPO2, NIBP, IBP
293 | PCT | Monitor (Modular) | HYD-BME-0705-PC-PCT-MON-0000 | MP20 | DE50403506 | 2005-07-06 | CMC | 2015-04-01 | 2016-03-31 | 15010 | Philips |  | 2017-03-07 |  |  |  |  | 200000 | ECG, SPO2, NIBP, IBP
294 | PCT | Monitor (Modular) | HYD-BME-0705-PC-PCT-MON-0000 | MP20 | DE50403495 | 2005-07-03 | CMC | 2015-04-01 | 2016-03-31 | 15010 | Philips |  | x |  |  |  |  | 200000 | ECG, SPO2, NIBP, IBP
295 | PCT | Monitor (Modular) | HYD-BME-0101-BN-PCT-MON-0000 | MP20 | DE42601090 | 2001-01-01 | CMC | 2015-04-01 | 2016-03-31 | 20949 | Philips |  | 2017-03-07 |  |  |  |  | 179350 | ECG, SPO2, NIBP, IBP
296 | PCT | Monitor (Modular) | HYD-BME-0101-BN-PCT-MON-0000 | MP20 | DE42601093 | 2001-01-01 | CMC | 2015-04-01 | 2016-03-31 | 20949 | Philips |  | x |  |  |  |  | 179350 | ECG, SPO2, NIBP, IBP
297 | PCT | Monitor (Modular) | HYD-BME-0101-BN-PCT-MON-0000 | MP20 | DE42601095 | 2001-01-01 | CMC | 2015-04-01 | 2016-03-31 | 20949 | Philips |  | x |  |  |  |  | 179350 | ECG, SPO2, NIBP, IBP
298 | PCT | Monitor (Modular) | HYD-BME-0101-BN-PCT-MON-0000 | MP20 | DE42601096 | 2001-01-01 | CMC | 2015-04-01 | 2016-03-31 | 20949 | Philips |  | 2017-03-07 |  |  |  |  | 179350 | ECG, SPO2, NIBP, IBP
299 | PCT | Monitor (Modular) | HYD-BME-0101-BN-PCT-MON-0000 | MP20 | DE42601100 | 2001-01-01 | CMC | 2015-04-01 | 2016-03-31 | 20949 | Philips |  | 2017-03-07 |  |  |  |  | 179350 | ECG, SPO2, NIBP, IBP
300 | PCT | Monitor (Modular) | HYD-BME-0705-PC-PCT-MON-0000 | MP 20 Junior | DE50405792 | 2005-07-16 | CMC | 2015-04-01 | 2016-03-31 | 19637.0931 | Philips |  | X |  |  |  |  | 140000 | ECG, SPO2, NIBP
301 | PCT | Monitor (Modular) | HYD-BME-0705-PC-PCT-MON-0000 | MP20 Junior | DE50405789 | 2005-07-16 | CMC | 2015-04-01 | 2016-03-31 | 19637.0931 | Philips |  | 2017-03-07 |  |  |  |  | 140000 | ECG, SPO2, NIBP
302 | PCT | Pace Maker | HYD-BME-0705-PC-PCT-PAC-0000 | 5388 | PFG025940P | 2005-07-27 |  |  |  |  | Medtronic |  | x |  |  |  |  | 182000
303 | PCT | Echo Machine | HYD-BME-0910-BN-PCT-USE-0000 | HD11 XE | US81078097 | 2010-09-02 | CMC | 2015-04-01 | 2016-03-31 | 533451 | Philips |  | x |  |  |  |  | 1600000 | a) S7-3T Transducer, b) S8-3 Transducer
304 | PCT | Syringe Pump | HYD-BME-0910-BN-PCT-SYR-0000 | Injectomat Agilia | 018090 / 21003090 | 2010-09-09 |  |  |  |  | Fresenius Kabi |  | x |  |  |  |  | 27500
305 | PCT | Ventilator | HYD-BME-0112-BN-PCT-VEN-0000 | Servo S | 20820 | 19/01/2012 |  |  |  |  | Maquet |  | x |  |  |  |  | 699999 | Expiratory Casset
306 | PCT | Ventilator | HYD-BME-0112-BN-PCT-VEN-0000 | Servo S | 25532 | 2012-11-01 | warranty | 2012-11-01 | 2014-10-31 |  | Maquet |  | x |  |  |  |  | 700000 | Expiratory Casset
307 | PCT | Ventilator | HYD-BME-0112-BN-PCT-VEN-0000 | Servo S | 25533 | 2012-11-01 | warranty | 2012-11-01 | 2014-10-31 |  | Maquet |  | x |  |  |  |  | 700000 | Expiratory Casset
308 | PCT | Ventilator | HYD-BME-0112-BN-PCT-VEN-0000 | Servo S | 25534 | 2012-11-01 | warranty | 2012-11-01 | 2014-10-31 |  | Maquet |  | x |  |  |  |  | 700000 | Expiratory Casset
309 | PCT | Ventilator | HYD-BME-0112-BN-PCT-VEN-0000 | Servo S | 25535 | 2012-11-01 | warranty | 2012-11-01 | 2014-10-31 |  | Maquet |  | x |  |  |  |  | 700000 | Expiratory Casset
310 | PCT | Ventilator | HYD-BME-0116-BN-PCT-CCE-0000 | Servo S | 35946 | 2016-01-11 | Warrenty |  |  |  | Maquet |  | x |  |  |  |  | 700000 | Expiratory Casset
311 | PCT | Ventilator | HYD-BME-0116-BN-PCT-CCE-0000 | Servo S | 35947 | 2016-01-12 | Warrenty |  |  |  | Maquet |  | x |  |  |  |  | 700000 | Expiratory Casset
312 | PCT | Ventilator | HYD-BME-0116-BN-PCT-CCE-0000 | Servo S | 35948 | 2016-01-12 | Warrenty |  |  |  | Maquet |  | x |  |  |  |  | 700000 | Expiratory Casset
313 | PCT | Ventilator | HYD-BME-0610-BN-PCT-CCE-0000 | Engstrom Carestation | CBCPOO808 | 2010-06-28 | CMC | 2015-04-01 | 2016-03-31 | 53433 | Wipro GE |  | 2016-03-07 |  |  |  |  | 775000 | Flow Sensor
314 | PCT | Ventilator | HYD-BME-0610-BN-PCT-VEN-0000 | Engstrom Carestation | CBCPOO819 | 2010-06-28 | CMC | 2015-04-01 | 2016-03-31 | 53433 | Wipro GE |  | 2016-03-07 |  |  |  |  | 775000 | Flow Sensor
315 | PCT | SLE Ventilator | HYD-BME-0610-BN-PCT-PCT-0000 | SLE 5000 | 54311 | 2010-06-14 |  |  |  |  | Wipro GE |  | x |  |  |  |  | 1150000
316 | PCT | Syringe Pump | HYD-BME-1212-BN-PCT-SYR-0000 | Compact | 174668 | 2012-12-10 | warranty | 2012-12-13 | 2015-12-12 |  | B Braun |  | x |  |  |  |  | 31500
317 | PCT | Syringe Pump | HYD-BME-1212-BN-PCT-SYR-0000 | Compact | 171615 | 2012-12-13 | warranty | 2012-12-13 | 2015-12-12 |  | B Braun |  | x |  |  |  |  | 31500
318 | PCT | Syringe Pump | HYD-BME-1212-BN-PCT-SYR-0000 | Compact | 171685 | 2012-12-13 | warranty | 2012-12-13 | 2015-12-12 |  | B Braun |  | x |  |  |  |  | 31500
319 | PCT | Syringe Pump | HYD-BME-1212-BN-PCT-SYR-0000 | Compact | 171620 | 2012-12-13 | warranty | 2012-12-13 | 2015-12-12 |  | B Braun |  | x |  |  |  |  | 31500
320 | PCT | Syringe Pump | HYD-BME-0713-BN-PCT-SYR-0000 | Compact | 188265 | 2013-07-09 | warranty | 2013-07-09 | 2015-08-07 |  | B Braun |  | x |  |  |  |  | 30000
321 | PCT | Syringe Pump | HYD-BME-0713-BN-PCT-SYR-0000 | Compact | 188256 | 2013-07-09 | warranty | 2013-07-09 | 2015-08-07 |  | B Braun |  | x |  |  |  |  | 30000
322 | PCT | Syringe Pump | HYD-BME-0713-BN-PCT-SYR-0000 | Compact | 190612 | 2013-07-26 | warranty | 2013-07-26 | 2016-07-25 |  | B Braun |  | x |  |  |  |  | 30000
323 | PCT | Syringe Pump | HYD-BME-0713-BN-PCT-SYR-0000 | Compact | 190674 | 2013-07-26 | warranty | 2013-07-26 | 2016-07-25 |  | B Braun |  | x |  |  |  |  | 30000
324 | PCT | Syringe Pump | HYD-BME-1212-BN-PCT-SYR-0000 | Compact | 141624 | 2012-12-10 |  |  |  |  | B Braun |  | X |  |  |  |  | 30000
325 | PCT | Syringe Pump | HYD-BME-0115-BN-PCT-SYR-0000 | Compact | 209808 | 2015-01-03 | Warrenty | 2015-01-03 | 2018-01-02 |  | B Braun |  | X |  |  |  |  | 32550
326 | PCT | Syringe Pump | HYD-BME-0910-BN-PCT-SYR-0000 | Compact | 21003088 | 2010-09-02 |  |  |  |  | B Braun |  | X |  |  |  |  | 30000
327 | PCT | Syringe Pump | HYD-BME-0713-BN-PCT-SYR-0000 | Compact | 188251 | 2013-07-09 |  |  |  |  | B Braun |  | X |  |  |  |  | 30000
328 | PCT | Syringe Pump | HYD-BME-0211-BN-PCT-SYR-0000 | Compact | 21125532 | 2011-02-05 |  |  |  |  | B Braun |  | X |  |  |  |  | 30000
329 | PCT | Syringe Pump | HYD-BME-1213-BN-PCT-SYR-0000 | Compact | 181507 | 2013-12-07 |  |  |  |  | B Braun |  | X |  |  |  |  | 30000
330 | PCT | Syringe Pump | HYD-BME-0811-BN-PCT-SYR-0000 | Compact | 161860 | 2012-12-10 |  |  |  |  | B Braun |  | X |  |  |  |  | 30000
331 | PCT | Syringe Pump | HYD-BME-0115-BN-PCT-SYR-0000 | Compact | 209339 | 2015-01-03 | Warrenty | 2015-03-01 | 2018-01-02 |  | B Braun |  | X |  |  |  |  | 32550
332 | PCT | Syringe Pump | HYD-BME-0415-BN-PCT-SYR-0000 | Compact | 209803 | 2015-01-03 | Warrenty | 2015-01-03 | 2018-01-02 |  | B Braun |  | X |  |  |  |  | 32550
333 | PCT | Syringe Pump | HYD-BME-0115-BN-PCT-SYR-0000 | Compact | 209329 | 2015-01-03 | Warrenty | 2015-01-03 | 2018-01-02 |  | B Braun |  | X |  |  |  |  | 32550
334 | PCT | Syringe Pump | HYD-BME-1212-BN-PCT-SYR-0000 | Compact | 63229 | 2012-12-10 |  |  |  |  | B Braun |  | X |  |  |  |  | 30000
335 | PCT | Syringe Pump | HYD-BME-0713-BN-PCT-SYR-0000 | Compact | 188287 | 2013-07-09 |  |  |  |  | B Braun |  | X |  |  |  |  | 30000
336 | PCT | Syringe Pump | HYD-BME-0910-BN-PCT-SYR-0000 | Injectomat Agilia | 21125526 | 2010-09-09 |  |  |  |  | Fresenius Kabi |  | 2016-10-24 |  |  |  |  | 27500
337 | PCT | Syringe Pump | HYD-BME-0910-BN-PCT-SYR-0000 | Injectomat Agilia | 21125528 | 2010-09-09 |  |  |  |  | Fresenius Kabi |  | X |  |  |  |  | 27500
338 | PCT | Syringe Pump | HYD-BME-0910-BN-PCT-SYR-0000 | Injectomat Agilia | 21003096 | 2010-09-09 |  |  |  |  | Fresenius Kabi |  | X |  |  |  |  | 27500
339 | PCT | Syringe Pump | HYD-BME-0910-BN-PCT-SYR-0000 | Injectomat Agilia | 20079089 | 2010-09-09 |  |  |  |  | Fresenius Kabi |  | X |  |  |  |  | 27500
340 | PCT | Syringe Pump | HYD-BME-0910-BN-PCT-SYR-0000 | Injectomat Agilia | 19710965 | 2010-09-09 |  |  |  |  | Fresenius Kabi |  | X |  |  |  |  | 27500
341 | PCT | Syringe Pump | HYD-BME-0910-BN-PCT-SYR-0000 | Injectomat Agilia | 19710563 | 2010-09-09 |  |  |  |  | Fresenius Kabi |  | X |  |  |  |  | 27500
342 | PCT | Syringe Pump | HYD-BME-0910-BN-PCT-SYR-0000 | Injectomat Agilia | 19710962 | 2010-09-09 |  |  |  |  | Fresenius Kabi |  | X |  |  |  |  | 27500
343 | PCT | Syringe Pump | HYD-BME-0910-BN-PCT-SYR-0000 | Injectomat Agilia | 21001315 | 2010-09-09 |  |  |  |  | Fresenius Kabi |  | X |  |  |  |  | 27500
344 | PCT | Syringe Pump | HYD-BME-0910-BN-PCT-SYR-0000 | Injectomat Agilia | 20347100 | 2010-09-09 |  |  |  |  | Fresenius Kabi |  | X |  |  |  |  | 27500
345 | PCT | Syringe Pump | HYD-BME-0910-BN-PCT-SYR-0000 | Injectomat Agilia | 21125524 | 2010-09-09 |  |  |  |  | Fresenius Kabi |  | X |  |  |  |  | 27500
346 | PCT | Syringe Pump | HYD-BME-0910-BN-PCT-SYR-0000 | Injectomat Agilia | 19710962 | 2010-09-09 |  |  |  |  | Fresenius Kabi |  | X |  |  |  |  | 27500
347 | PCT | Syringe Pump | HYD-BME-0910-BN-PCT-SYR-0000 | Injectomat Agilia | 21125519 | 2010-09-09 |  |  |  |  | Fresenius Kabi |  | X |  |  |  |  | 27500
348 | PCT | Syringe Pump | HYD-BME-0910-BN-PCT-SYR-0000 | Injectomat Agilia | 21125531 | 2010-09-09 |  |  |  |  | Fresenius Kabi |  | X |  |  |  |  | 27500
349 | PCT | Syringe Pump | HYD-BME-0910-BN-PCT-SYR-0000 | Injectomat Agilia | 21008038 | 2010-09-09 |  |  |  |  | Fresenius Kabi |  | X |  |  |  |  | 27500
350 | PCT | Syringe Pump | HYD-BME-0910-BN-PCT-SYR-0000 | Injectomat Agilia | 20347102 | 2010-09-09 |  |  |  |  | Fresenius Kabi |  | X |  |  |  |  | 27500
351 | PCT | Syringe Pump | HYD-BME-0910-BN-PCT-SYR-0000 | Injectomat Agilia | 20402092 | 2010-09-09 |  |  |  |  | Fresenius Kabi |  | X |  |  |  |  | 27500
352 | PCT | Syringe Pump | HYD-BME-0910-BN-PCT-SYR-0000 | Injectomat Agilia | 19710525 | 2010-09-09 |  |  |  |  | Fresenius Kabi |  | X |  |  |  |  | 27500
353 | PCT | Syringe Pump | HYD-BME-0910-BN-PCT-SYR-0000 | Injectomat Agilia | 21003087 | 2010-09-09 |  |  |  |  | Fresenius Kabi |  | X |  |  |  |  | 27500
354 | PCT | Syringe Pump | HYD-BME-0910-BN-PCT-SYR-0000 | Injectomat Agilia | 20079110 | 2010-09-09 |  |  |  |  | Fresenius Kabi |  | X |  |  |  |  | 27500
355 | PCT | Syringe Pump | HYD-BME-0910-BN-PCT-SYR-0000 | Injectomat Agilia | 20347183 | 2010-09-09 |  |  |  |  | Fresenius Kabi |  | X |  |  |  |  | 27500
356 | PCT | Syringe Pump | HYD-BME-0910-BN-PCT-SYR-0000 | Injectomat Agilia | 21003095 | 2010-09-09 |  |  |  |  | Fresenius Kabi |  | X |  |  |  |  | 27500
357 | PCT | Defibrillator | HYD-BME-0101-BN-PCT-DEF-0000 | Heart Start Xl | US00108471 | 2001-01-01 | CMC | 2015-04-01 | 2016-03-31 | 17250 | Philips |  | 2017-03-08 |  |  |  |  | 175000 | ECG 3 lead Cable
358 | PCT | Pace Maker | HYD-BME-0101-BN-PCT-PAC-0000 | 5388 | PFGO23561P | 2001-01-06 |  |  |  |  | Medtronic |  | x |  |  |  |  | 180000
359 | PCT | Pace Maker | HYD-BME-0101-BN-PCT-PAC-0000 | 5388 | PFG151196R | 2001-01-06 |  |  |  |  | Medtronic |  | x |  |  |  |  | 180000
360 | PCT | ECG Machine | HYD-BME-0516-BN-PCT-ECG-0000 | TC20 | CN21608672 | 2016-05-01 |  |  |  |  | Philips |  | X |  |  |  |  | 150000 | 12 Lead ECG Cable
361 | PCT | Infant Warmer | HYD-BME-0810-BN-PCT-INW-0000 | Lullaby | SF810250258PA | 2010-08-21 |  |  |  |  | Wipro GE |  | 2016-06-30 |  |  |  |  | 170323.5
362 | PCT | Infant Warmer | HYD-BME-0810-BN-PCT-INW-0000 | Lullaby | SF810050218PA | 2010-08-21 |  |  |  |  | Wipro GE |  | x |  |  |  |  | 170323.5
363 | PCT | Infant Warmer | HYD-BME-0101-BN-PCT-INW-0000 | NWC100 | 2061 | 2001-01-01 |  |  |  |  | Phoenix |  | x |  |  |  |  | 170323.5
364 | PCT | Infant Warmer | HYD-BME-0000-BN-PCT-INW-0000 | CIC101 | 3208 | 2016-09-16 |  |  |  |  | Phoenix |  | x |  |  |  |  | 90000
365 | PCT | Bubble CPAP | HYD-BME-1213-BN-PCT-BCP-0000 |  | 131031197553 / B1305915 | 2013-12-11 | warranty |  |  |  | Fisher & Paykel |  | x |  |  |  |  | 220000
366 | COT | Monitor (Modular) | HYD-BME-0704-BN-COT-MON-0000 | MP 60 | DE35006148 | 2004-07-10 | CMC | 2015-04-01 | 2016-03-31 | 45581 | Philips |  |  |  |  | x |  | 500000
367 | COT | Monitor (Modular) | HYD-BME-0408-BN-COT-MON-0000 | MP 60 | DE73112478 | 2008-04-12 | CMC | 2015-04-01 | 2016-03-31 | 35271.112 | Philips |  |  |  |  | x |  | 500000
368 | COT | Monitor (Modular) | HYD-BME-0101-BN-COT-MON-0000 | MP 20 | DE50403508 | 2001-01-01 | CMC | 2015-04-01 | 2016-03-31 | 15011 | Philips |  |  |  |  | x |  | 260000
369 | COT | Monitor (Modular) | HYD-BME-0705-BN-COT-MON-0000 | MP 60 | DE52007977 | 2005-07-28 | CMC | 2015-04-01 | 2016-03-31 | 39224.9105 | Philips |  |  |  |  | x |  | 350000
370 | COT | Monitor (Modular) | HYD-BME-0713-BN-COT-MON-0000 | MX 600 | DE12501683 | 2013-07-15 | warranty | 2013-07-15 | 2013-07-14 |  | Philips |  |  |  |  | x |  | 688333
371 | COT | Defibrillator | HYD-BME-0101-BN-COT-DEF-0000 | Heartstart XL | US00108606 | 2001-01-01 | CMC | 2015-04-01 | 2016-03-31 | 15391.3716 | Phillips |  |  |  |  | x |  | 250000 | ECG 3 lead Cable with Internal Paddle
372 | COT | Defibrillator | HYD-BME-0516-BN-COT-DEF-0000 | DFM100 | CN32604983 | 2016-05-24 |  |  |  |  | Philips |  |  |  |  | x |  | 175000 | ECG 3lead Cable
373 | COT | Defibrillator | HYD-BME-0516-BN-COT-DEF-0000 | DFM100 | CN32600325 | 2016-05-24 |  |  |  |  | Philips |  |  |  |  | x |  | 175000 | ECG 3lead Cable
374 | COT | Defibrillator | HYD-BME-0101-BN-COT-DEF-0000 | Code Master | US00113261 | 2001-01-01 |  |  |  |  | HP |  |  |  |  | x |  | 175000 | ECG 3lead Cable
375 | COT | Syringe Pump | HYD-BME-0211-BN-COT-DEF-0000 | Injectomat | 21125516 | 2011-02-04 | warranty | 2011-02-04 | 2013-02-03 |  | Fresenius Kabi |  |  |  |  | x |  | 27500
376 | COT | Syringe Pump | HYD-BME-0211-BN-COT-DEF-0000 | injectomat agilia LS | 2100315 | 2011-02-04 |  |  |  |  | Fresenius Kabi |  |  |  |  | x |  | 27500
377 | COT | Electro Surgical Unit | HYD-BME-0403-BN-COT-ESU-0000 | Force FX | FIF 17820A | 2003-04-30 |  |  |  |  | Valley Lab |  |  |  |  | x |  | 348000
378 | COT | Electro Surgical Unit | HYD-BME-1013-BN-COT-ESU-0000 | Force FX-8C | S2F05380AX | 2013-10-07 | warranty | 2013-10-07 | 2014-10-06 |  | Valley Lab |  |  |  |  | x |  | 459500
379 | COT | Electro Surgical Unit | HYD-BME-1013-BN-COT-ESU-0000 | Force FX-8C | S3C08136AX | 2013-10-07 | warranty | 2013-10-07 | 2014-10-06 |  | Valley Lab |  |  |  |  | x |  | 459500
380 | COT | Electro Surgical Unit | HYD-BME-0605-BN-COT-ESU-0000 | FORCE FX | F3J29383A | 2005-06-04 |  |  |  |  | Valley Lab |  |  |  |  | x |  | 348000
381 | COT | Electro Surgical Unit | HYD-BME-0313-BN-COT-ESU-0000 | VIO300 | 11346000 | 2013-03-28 | warranty | 2013-03-28 | 2015-03-27 |  | ERBE |  |  |  |  | x |  | 315000
382 | COT | Anesthesia Machine | HYD-BME-0101-BN-COT-ANM-0000 | aestiva/5 | AMRH01603 | 2001-01-01 | CMC | 2015-04-01 | 2016-03-31 | 41559 | Datex ohmeda |  |  |  |  | x |  | 725000
383 | COT | Anesthesia Machine | HYD-BME-0101-BN-COT-ANM-0000 | Aestiva/5 | AMRF01869 | 2001-01-01 | CMC | 2015-04-01 | 2016-03-31 | 41559 | Datex Ohmeda |  |  |  |  | x |  | 725000
384 | COT | Anesthesia Machine | HYD-BME-0101-BN-COT-ANM-0000 | Aestiva/3000 | AMRD02381 | 2001-01-01 |  |  |  |  | Datex Ohmeda |  |  |  |  | x |  | 725000
385 | COT | Anesthesia Machine | HYD-BME-0707-BN-COT-ANM-0000 | Aestiva Compact 7100 | AMVL00390 | 2007-07-01 |  |  |  |  | Datex ohmeda |  |  |  | This equipment is Shifted from Lokamanya care,Pune. | x |  | 710000
386 | COT | Fibrillator | HYD-BME-0604-BN-COT-FIB-0000 |  |  | 2004-06-10 |  |  |  |  | Muthu Enterprises |  |  |  |  | x |  | 16000
387 | COT | Fibrillator | HYD-BME-0102-BN-COT-FIB-0000 |  |  | 2002-01-15 |  |  |  |  | Muthu Enterprises |  |  |  |  | x |  | 16000
388 | COT | Fibrillator | HYD-BME-0101-BN-COT-FIB-0000 |  |  | 2001-01-01 |  |  |  |  | Muthu Enterprises |  |  |  |  | x |  | 16000
389 | COT | OT Table | HYD-BME-0101-BN-COT-OTT-0000 | 3221004-H10001 | 510-128-900-E2 | 2001-01-01 |  |  |  |  | Berchtold Nordica |  |  |  |  | x |  | 500000 | Aneesthetic Screen Frame
390 | COT | OT Table | HYD-BME-0604-BN-COT-OTT-0000 | TS-103 | 190 | 2004-06-15 |  |  |  |  | Takeuchi |  |  |  |  | x |  | 1425000 | Aneesthetic Screen Frame
391 | COT | OT Table | HYD-BME-0216-BN-COT-OTT-0000 | 7000SPK30 | A201-L9-0015 | 2016-02-29 |  |  |  |  | Benq |  |  |  |  | x |  | 1095582
392 | COT | OT Table | HYD-BME-0216-BN-COT-OTT-0000 | DR.MAX 7000SPB | 2A109-P1-0003-008 | 2016-01-13 |  |  |  |  | Benq |  |  |  |  | x |  | 1095582
393 | COT | OT Light | HYD-BME-0502-BN-COT-OTT-0000 | Hereaus | No:125, LR-110257 | 2002-05-20 |  |  |  |  | Hanaulux |  |  |  | 38500 EUROS | x |  | 352917 | (In OT-1)
394 | COT | OT Light | HYD-BME-0504-BN-COT-OTT-0000 | Prismalix | AR003547 | 2004-05-05 |  |  |  |  | ALM |  |  |  | 1500 EUROS | x |  | 750000 | (In OT-2)
395 | COT | OT Light | HYD-BME-0704-BN-COT-OTT-0000 | Prismalix | ON-006486 | 2004-07-20 |  |  |  |  | ALM |  |  |  | 1500 EUROS | x |  | 750000 | (In OT-3)
396 | COT | OT Light | HYD-BME-0712-BN-COT-OTT-000 | Mar LUX X6 | MLX6C1B180912C0339 | 2012-07-08 | warranty | 2012-07-08 | 2013-07-07 |  | Martin |  |  |  | 1 Euro@ 67.43=14400 Euro. Warranty 1 year | x |  | 970992 | (In OT-3)
397 | COT | Heart Lung Machine | HYD-BME-0000-BN-COT-HLM-0000 | Sarns 8000 | 1226 | 2001-01-01 | AMC | 2015-05-01 | 2016-04-30 | 48811.8 | Terumo Sarns |  |  |  |  | x |  | 3500000
398 | COT | Heart Lung Machine | HYD-BME-0000-BN-COT-HLM-0000 | Sarns 8000 | 1281 | 2001-04-02 | AMC | 2015-05-01 | 2016-04-30 | 48811 | Terumo Sarns |  |  |  | 1,00,000 USD | x |  | 3500000
399 | COT | Heart Lung Machine | HYD-BME-0116-BN-COT-HLM-0000 | S5CONSOLE | 48E04021 | 2016-01-20 |  |  |  |  | Soring |  |  |  |  | x |  | 6000000
400 | COT | Heart Lung Machine | HYD-BME-1215-BN-COT-HLM-0000 | S5CCONSOLE | 48E04064 | 2015-12-14 |  |  |  |  | Soring |  |  |  |  | x |  | 6000000
401 | COT | Hemotherm | HYD-BME-0101-BN-COT-HEM-0000 | Stockert | 16S15939 | 2016-01-20 |  |  |  |  | Soring |  |  |  |  | x |  | 1000000
402 | COT | Hemotherm | HYD-BME-0101-BN-COT-HEM-0000 | Stockert | 16S15901 | 2015-12-14 |  |  |  |  | Soring |  |  |  |  | x |  | 1000000
403 | COT | Hemotherm | HYD-BME-0101-BN-COT-HEM-0000 | CSZ | 993-11416M | 2001-01-01 | AMC | 2015-05-01 | 2016-04-30 | 48811 | Sarns |  |  |  | 11000 USD | x |  | 1000000
404 | COT | Hemotherm | HYD-BME-0603-BN-COT-HEM-0000 | CSZ | 031-12050M | 2003-06-23 | AMC | 2015-05-01 | 2016-04-30 | 48811 | Sarns |  |  |  |  | x |  | 1000000
405 | COT | Hemotherm | HYD-BME-0101-BN-COT-HEM-0000 | TCM-II | 4036 | 2001-01-01 | AMC | 2015-05-01 | 2016-04-30 | 48811.8 | Sarns |  |  |  |  | x |  | 1000000
406 | COT | Fibrinotherm | HYD-BME-0211-BN-COT-FIB-0000 | AG | FB09489 | 2011-02-01 |  |  |  |  | Baxter |  |  |  |  | x |  | 300000
407 | COT | Sternum Saw | HYD-BME-1009-BN-PCT-STS-0000 | System 6 | 1534908873 | 2016-05-26 |  |  |  |  | Stryker |  |  |  |  | x |  | 350000
408 | COT | Sternum Saw | HYD-BME-1009-BN-PCT-STS-0000 | System 6 | 1535703853 | 2016-05-26 |  |  |  |  | Stryker |  |  |  |  | x |  | 350000
409 | COT | Sternum Saw | HYD-BME-1009-BN-PCT-STS-0000 | System 6 | 1515003453 | 2015-09-07 |  |  |  |  | Stryker |  |  |  |  | x |  | 350000
410 | COT | Sternum Saw | HYD-BME-1009-BN-PCT-STS-0000 | System 6 | 1527200533 | 2016-01-19 |  |  |  |  | Stryker |  |  |  |  | x |  | 350000
411 | COT | Redo Saw | HYD-BME-0101-BN-COT-OTT-0000 |  |  | 2001-01-01 |  |  |  |  | Manman |  |  |  |  | x |  | 83667
412 | COT | ACT Machine | HYD-BME-0705-BN-COT-ACT-0000 | ACT-Plus | ACT2000826 | 2005-07-04 |  |  |  |  | Medtronic |  |  |  |  | x |  | 135000
413 | COT | ACT Machine | HYD-BME-0812-BN-COT-ACT-0000 | ACT-Plus | 2003878 | 2012-08-06 | warranty | 2012-08-06 | 2013-08-05 |  | Medtronic |  |  |  | 1 year Warranty | x |  | 200000
414 | COT | Head Light Source | HYD-BME-1013-BN-COT-HLS-0000 | XSP-9300 | XSPT0988 | 2013-10-08 | warranty | 2013-10-08 | 2015-10-07 |  | BL Lifesciences |  |  |  |  | x |  | 325500
415 | COT | Head Light Source | HYD-BME-0915-BN-COT-HLS-0000 | MLX-300 | 15H00MLX5407 | 2015-12-07 | warranty | 2015-12-07 | 2017-12-06 |  | BL Lifesciences |  |  |  |  | x |  | 357000
416 | COT | Head Light Source | HYD-BME-0616-BN-COT-HLS-0000 | Luxtec | 16C00MLX6616 | 2016-06-08 |  |  |  |  | Integra | [6 empty] | 357000
417 | COT | Incubator | HYD-BME-0211-BN-COT-INC-0000 | R1M18HDFSS | 1131 | 2011-02-16 |  |  |  |  | Rotek |  |  |  |  | x |  | 28600
418 | COT | Fluid Warmer | HYD-BME-0410-BN-COT-FLW-0000 | Hot Line Level 1 | S10002791 | 2010-04-30 |  |  |  |  | SMITHS |  |  |  |  | x |  | 98005
419 | COT | CARDIAC OUTPUT MONITOR |  | EV1000 | EV081171 | 2016-06-30 |  |  |  |  | Edwards life siencies | [6 empty] | 1100000
420 | COT | Fluid Warmer | HYD-BME-0410-BN-COT-FLW-0000 | Hot Line Level 1 | S10001722 | 2010-04-30 |  |  |  |  | SMITHS |  |  |  |  | x |  | 98005
421 | COT | ACT Machine | HYD-BME-0410-BN-COT-FLW-0000 | ACT Plus | ACT2007133 | 2016-12-07 |  |  |  |  | Medtronic | [6 empty] | 275000
422 | CTOT | ACT Machine | HYD-BME-0410-BN-COT-FLW-0001 | ACT Plus | ACT2007134 | 2016-12-07 |  |  |  |  | Medtronic | [6 empty] | 275000
423 | GOT | Nasal Endoscope | HYD-BME-1005-BN-GOT-LIT-0000 | Endosol - 2 | 682 | [5 empty] | Kalelkar | [7 empty] | Light Source
424 | GOT |  |  | Uni Drive | DG2559 | [5 empty] | Stroz | [7 empty] | Micro Debridder
425 | GOT | [9 empty] | Storz | [7 empty] | Telescope 0 deg
426 | GOT | [9 empty] | Storz | [7 empty] | Telescope 30 deg
427 | GOT |  |  |  | 604087 | [5 empty] | Arathom | [7 empty] | ENT Drill
428 | GOT | Arthroscopy System |  | Power Unit | SNK 51489 | 2001-01-01 |  |  |  |  | Stroz | [7 empty] | Shaver System
429 | GOT | [9 empty] | Storz | [7 empty] | Telescope 45 deg
430 | GOT | [9 empty] | Manman | [7 empty] | Manman Perforator Hand Piece (2 No's)
431 | GOT |  |  |  | C732 | [5 empty] | Manman | [7 empty] | Man man Driving unit
432 | GOT | Instrument Driver | HYD-BME-0000-BN-GOT-IND-0000 | CORE | 1332001923 | [5 empty] | Stryker
433 | GOT | Laproscope System (General Surgery) | HYD-BME-0101-BN-GOT-LAS-0000 | Endoflator | BH7023 | 2001-01-01 |  |  |  |  | Karl Stroz | [6 empty] | 800000 | Endo Insoflator
434 | GOT |  |  | Xenon Nova | AH167973 | [5 empty] | Storz | [7 empty] | Light source
435 | GOT |  |  | Tricam SL2 | FC640368 | [5 empty] | Storz | [7 empty] | Three chip camera
436 | GOT |  |  |  | HE0420 | [5 empty] | Storz | [7 empty] | Morcilator handle and blade
437 | GOT | Laproscope System (General Surgery) | HYD-BME-0101-BN-GOT-LAS-0000 | Endoflator | FC14806B | 2001-01-01 |  |  |  |  | Karl Stroz | [6 empty] | 800000 | Endo Insoflator
438 | GOT |  |  | Xenon Nova | AH10797 | [5 empty] | Storz | [7 empty] | Light Source
439 | GOT | Endoscopy System (Neuro) | HYD-BME-1110-BN-NOT-ENS-01 | Xenon Nova 300 | WZ0664826 | 2010-11-11 |  |  |  |  | Karl Stroz | [6 empty] | 2019800 | Light Source
440 | GOT |  | HYD-BME-1110-BN-NOT-ENS-00 | SCB image 1 hub | PY683267-P | [5 empty] | Karl storz | [7 empty] | Camera source(image hub)
441 | GOT |  |  | H3-Z | WZ769189-H | [13 empty] | 3 Chip HD Camera
442 | GOT |  |  | 26" Monitor | 10161892 | [13 empty] | HD Monitor
443 | GOT |  |  | Hopkins Telescope | 1567937 | [5 empty] | Storz | [6 empty] | 2019800 | Telescope 60 deg
444 | GOT |  |  | Hopkins II | 1398958 | [5 empty] | Storz | [7 empty] | Telescope 0 deg
445 | GOT |  |  | Hopkins II | 1644106 | [5 empty] | Storz | [7 empty] | Telescope 30 deg
446 | GOT | [17 empty] | Obturator for 28182 BS with 2mm
447 | GOT |  |  | Image 1 HD hub camera | VZ675449-P | [13 empty] | Processor
448 | GOT | Laproscopy System (General Surgery) | HYD-BME-0514-BN-NOT-LAS-08 | SDC Ultra | 07L026124 | 2014-05-22 |  |  |  |  | Stryker | [6 empty] | 2415000 | Laproscopy - HD Information Managemnet System
449 | GOT |  |  | Pneumo Sure | 1401CE362 | [5 empty] | Stryker | [7 empty] | Insuflator
450 | GOT |  |  | X800 | 13K039804 | [5 empty] | stryker | [7 empty] | Light Source
451 | GOT |  |  | 1288 HD | 13K032074 | [5 empty] | Stryker | [7 empty] | HD Camera (System)
452 | GOT |  |  |  | VPD263E0541 | [13 empty] | Endoscopy
453 | GOT | Endoscopy System (Urology) | HYD-BME-0514-BN-NOT-ENS-08 | Xenon Nova 175 | FC0630127 | [5 empty] | Karl Stroz | [7 empty] | Light Source
454 | GOT |  |  | SL II | FC640375 - P | [5 empty] | Karl Stroz | [7 empty] | Camera System
455 | GOT |  |  | Vision Elect | VEH263d0118 | [5 empty] | Stryker | [7 empty] | HD Monitor
456 | GOT |  |  |  | 5000254284 | [13 empty] | PCNL Nephroscope
457 | GOT |  |  |  | 5000254564 | [13 empty] | 6F uretro scope
458 | GOT |  |  |  | 5000197089 | [13 empty] | 8F uretroscope
459 | GOT |  |  |  | 5000202030 | [13 empty] | 8/9 uretroscope
460 | GOT |  |  |  | 5000261823 | [13 empty] | 4.5 uretroscope
461 | GOT |  |  |  | 103477 | [5 empty] | Karl Storz | [7 empty] | Pediatric cystoscope
462 | GOT |  |  |  | 5000190965 | [5 empty] | Karl Storz | [7 empty] | Pediatric nephroscope
463 | GOT |  |  |  | 5000250527 | [5 empty] | Karl Storz | [7 empty] | Integrated Scope
464 | GOT |  |  |  | 27005-BA | [5 empty] | Karl Storz | [7 empty] | 30 degrees Telescope
465 | GOT |  |  |  | 121QSH | 2016-09-22 |  |  |  |  | Karl Storz | [7 empty] | 30 degrees Telescope
466 | GOT |  |  |  | 3510-9097 | [5 empty] | Eco CAM VM | [7 empty] | Camera Processor
467 | GOT | Uretero-Fibrecsope | HYD-BME-2816-BN-GOT-OTT-0000 | Flex-X | 2171720 | 2016-12-28 |  |  |  |  | Karl Stroz | [6 empty] | 460000
468 | GOT | Uroscope | HYD-BME-0505-BN-GOT-OTE-0000 |  |  | 2005-10-05 |  |  |  |  | Parablast console | [6 empty] | 495000
469 | GOT | OT Light | HYD-BME-0814-BN-GOT-OTL-0000 | TRU | G2138 | 16/8/2014 |  |  |  |  | Magnetek | [6 empty] | 1173900
470 | GOT | OT Table | HYD-BME-1014-BN-GOT-OTE-0000 | Eiffel 8000 |  | 27/10/2014 |  |  |  |  | Magnatek | [6 empty] | 1438972
471 | GOT | Harmonic Scalpel | HYD-BME-0101-BN-GOT-HAR-0000 | Generator 300 | GN4081795 | 2001-01-01 |  |  |  |  | Ethicon - J&J | [6 empty] | 2000000
472 | GOT | Lithotripter (Intra Corporeal Lithotripter) |  | Pariblast |  | 2005-10-05 |  |  |  |  | R&D Tech
473 | GOT | Syringe Pump | HYD-BME-0101-BN-GOT-CCE-0000 | Compact | 171682 | 2012-12-13 |  |  |  |  | B Braun | [6 empty] | 35000
474 | GOT | Syringe Pump | HYD-BME-0101-BN-GOT-CCE-0001 | Compact | 188285 | 2013-07-09 |  |  |  |  | B Braun | [6 empty] | 35000
475 | GOT | Syringe Pump | HYD-BME-0101-BN-GOT-CCE-0002 | Compact | 209833 | 2015-01-03 |  |  |  |  | B Braun | [6 empty] | 35000
476 | GOT | Syringe Pump | HYD-BME-0101-BN-GOT-CCE-0003 | Compact | 225661 | 2015-01-03 |  |  |  |  | B Braun | [6 empty] | 35000
477 | GOT | Syringe Pump | HYD-BME-0101-BN-GOT-CCE-0004 | Compact | 190691 | 2008-10-06 |  |  |  |  | B Braun | [6 empty] | 35000
478 | GOT | Syringe Pump | HYD-BME-0101-BN-GOT-CCE-0005 | Compact | 20347095 | 2009-08-16 |  |  |  |  | Fresenius Kabi | [6 empty] | 35000
479 | GOT | Syringe Pump | HYD-BME-0101-BN-GOT-CCE-0006 | Compact | 19710961 | 2001-01-01 |  |  |  |  | Fresenius Kabi | [6 empty] | 35000
480 | GOT | Syringe Pump | HYD-BME-0101-BN-GOT-CCE-0007 | Compact | 20347077 | 2009-08-16 |  |  |  |  | Fresenius Kabi | [6 empty] | 35000
481 | GOT | Syringe Pump | HYD-BME-0101-BN-GOT-CCE-02 | Injectomat | 19710555 | 2001-01-01 |  |  |  |  | Fresenius kabi | [6 empty] | 25000
482 | GOT | Infusion Pump | HYD-BME-0101-BN-GOT-INF-0000 | infusomat | 83996 | 2014-02-08 |  |  |  |  | B Braun | [6 empty] | 50000
483 | GOT | Surgical Microscope | HYD-BME-0107-BN-GOT-SUM-0000 | VM 500 | 1214 / 1540 | 2007-01-01 |  |  |  |  | Moller Wedel | [6 empty] | 2000000
484 | GOT | Neuro drill | HYD-BME-0509-BN-GOT-NED-0000 | Medtronic | FM008400041 | 2009-08-05 |  |  |  |  | Midas | [6 empty] | 2000000
485 | GOT | Lithotripsy System | HYD-BME-0902-BN-GOT-LIS-0000 | Tripter 11 Compact | 3139 | 2002-09-25 |  |  |  |  | Direx medical system | [6 empty] | 2300000
486 | GOT | Anesthesia Machine | HYD-BME-0913-BN-GOT-ANM-0000 | Avance CS2 | APKS00920 | 2013-09-29 |  |  |  |  | Wipro GE | [6 empty] | 1325000
487 | GOT | Anesthesia Machine | HYD-BME-0913-BN-GOT-ANM-0000 | Avance CS2 | APKS00921 | 2013-09-29 |  |  |  |  | Wipro GE | [6 empty] | 1325000
488 | GOT | Anesthesia Machine | HYD-BME-0101-BN-GOT-ANM-0000 | VENT7000 | CAAE00688 | 2001-01-01 |  |  |  |  | Wipro GE | [6 empty] | 725000
489 | GOT | Anesthesia Machine | HYD-BME-0308-BN-GOT-ANM-0000 | Aestiva 5 | AMVM00107 | 2008-03-18 |  |  |  |  | Wipro GE | [6 empty] | 710000
490 | GOT | Anesthesia Machine | HYD-BME-0102-BN-GOT-ANM-0000 | 9100C | ME12040122 | 2002-01-01 |  |  |  |  | Wipro GE | [6 empty] | 800000
491 | GOT | Anesthesia Machine | HYD-BME-0316-BN-GOT-ANM-0000 | CS-650 | SM71601000-6WA | 2016-03-25 |  |  |  |  | Wipro GE | [6 empty] | 1250000
492 | GOT | Monitor | HYD-BME-0101-BN-GOT-MON-0000 | MP 60 | DE35006151 | 2001-01-01 |  |  |  |  | Philips | [6 empty] | 350000 | ECG, SPO2, NIBP, IBP, ETCO2
493 | GOT | Monitor | HYD-BME-0114-BN-GOT-MON-75 | MX 600 | DE12502810 | 2014-01-02 |  |  |  |  | Philips | [6 empty] | 615000
494 | GOT | Monitor | HYD-BME-0114-BN-GOT-MON-76 | MX 600 | DE12502814 | 2014-01-02 |  |  |  |  | Philips | [6 empty] | 615000
495 | GOT | Monitor | HYD-BME-0114-BN-GOT-MON-77 | MX 600 | DE12502819 | 2014-01-02 |  |  |  |  | Philips | [6 empty] | 615000
496 | GOT | Monitor | HYD-BME-0305-BN-IMU-MON-01 | MP 20 | DE50403640 | 2005-03-23 |  |  |  |  | Phillips | [6 empty] | 260000
497 | GOT | Electro Surgical Unit | HYD-BME-0704-BN-GOT-ESU-0000 | Force FX 8C | F3C26288A | 2004-12-07 |  |  |  |  | Covedian (Valleylab) | [6 empty] | 348000
498 | GOT | Electro Surgical Unit | HYD-BME-0108-BN-GOT-ESU-0000 | Force FX 8C | SNF7F54750A | 2008-01-17 |  |  |  |  | Covedian (Valleylab) | [6 empty] | 335000
499 | GOT | Electro Surgical Unit | HYD-BME-0301-BN-GOT-ESU-0000 | Force FX 8C | FOJ15175A | 2001-03-04 |  |  |  |  | Covedian (Valleylab) | [6 empty] | 348000
500 | GOT | Electro Surgical Unit | HYD-BME-0801-BN-GOT-ESU-0000 | Force FX 8C | F2D21950A | 2001-08-15 |  |  |  |  | Covedian (Valleylab) | [6 empty] | 348000
501 | GOT | Electro Surgical Unit | HYD-BME-0801-BN-GOT-ESU-0000 | 400 Digital | 6015077 | 2001-01-01 |  |  |  |  | L & T | [6 empty] | 100000
502 | GOT | Electro Surgical Unit | HYD-BME-0403-BN-GOT-ESU-0000 | Force FX 8C | 8CF2C21140A | 2003-04-11 |  |  |  |  | Covedian (Valleylab) | [6 empty] | 350000
503 | GOT | Electro Surgical Unit | HYD-BME-0808-BN-GOT-ESU-0000 | Force FX 8C | F8C60079A | 2008-08-13 |  |  |  |  | Covedian (Valleylab) | [6 empty] | 350000
504 | GOT | Hemotherm | HYD-BME-0603-BN-COT-HEM-0000 | TCM-II | 3604 | 2001-01-01 |  |  |  |  | Sarns | [6 empty] | 1000000
505 | GOT | Head Light Source | HYD-BME-0716-BN-GOT-HLS-0000 | MLX | 1SJ00MLX5663 | 2016-07-12 |  |  |  |  | Luxtec | [6 empty] | 350000
506 | GOT | Head Light Source | HYD-BME-0114-BN-GOT-HLS-0000 | 9300 XSP | XSPT1146 | 2014-01-11 |  |  |  |  | Luxtec | [6 empty] | 350000
507 | GOT | Electric High Speed Neuro Drill System | HYD-BME-0514-BN-GOT-OTE-0000 | Stryker | 1332001923 | 2014-05-13 |  |  |  |  | Stryker | [6 empty] | 800000
508 | GOT | CUSA system | HYD-BME-1015-BN-GOT-OTE-0000 | Integra cusa excel plus | HDD14010041E | 2015-10-23 |  |  |  |  | Alliance Biomedica | [6 empty] | 4750000
509 | GOT | Thrombelastograph (TEG) | HYD-BME-1115-BN-GOT-OTE-0000 | TEG 5000 | HSNOS021515882 | 2015-11-10 |  |  |  |  | Haemonitics | [6 empty] | 1204875
510 | GOT | Argon Plasma Coagulator | HYD-BME-1115-BN-GOT-OTE-0000 | VIO 300 D & APC 2 | 11396937 (Diathermy) 11401264 (APC) | 2015-11-04 |  |  |  |  | ERBE | [6 empty] | 1900000
511 | GOT | Cell Saver | HYD-BME-1215-BN-GOT-OTE-0000 | CS 5+ | S021515882 | 2015-12-16 |  |  |  |  | Haemonitics | [6 empty] | 1423538
512 | GOT | Steriostatic Frame | HYD-BME-0815-BN-GOT-GOT-0000 |  | SNSH01470 (Frame) SNSH00604 (ARC) 3604 (LNG) | 2015-08-20 |  |  |  |  | Elekta | [6 empty] | 4695420 | CT,MRI Attachments
513 | GOT | Ultrasonic Surgical Aspirator | HYD-BME-0614-BN-NOT-OTE-0000 | Sonopet | 1335400114 | 2014-06-03 |  |  |  |  | Stryker | [6 empty] | 2700000
514 | GOT | Neuro Navigation System | HYD-BME-0211-BN-NOT-OTE-05 | Sheath station S7 | 4501305643 | 2011-02-23 |  |  |  |  | Medtronic | [6 empty] | 7100000 | 1.S7 staff cart 2.S7 surgeon monitor 3.Cranial Instruments set 4.Suretrak 2-universal instrument adapter system 5.Active cranial dynamic reference frame - 2 nos 6.Active linear blunt probe- 2 nos 7.sterile spheres 5 in a pack - 25 nos 8.fiducial markers 9.vertek passive biopsy kit 10. passive biopsy needle- 5 nos 11.PCI tips 12.PCI handle 13.passive reference frame 14.Passive blunt probe 15.Electromagnetic kit 16.Drapes -10nos 17.AxiEM cranial non-invasive tumor res kit- 5 nos 18.AxieM cranial non-invasive shunt kit - 5 nos.
515 | GOT | Defibrillator | HYD-BME-0211-BN-GOT-DEF-0000 | DFM 100 | CN32600327 | 2016-05-24 |  |  |  |  | Philips | [6 empty] | 180000
516 | GOT | Syringe Pump | HYD-BME-0101-BN-GOT-CCE-0000 | Compact | 56723 | 2001-01-01 |  |  |  |  | B Braun | [6 empty] | 24600
517 | GOT | Infusion Pump | HYD-BME-0101-BN-GOT-INF-0000 | infusomat | 2351 | 2001-01-01 |  |  |  |  | B Braun | [6 empty] | 37540
518 | GOT | Infusion Pump | HYD-BME-0101-BN-GOT-INF-0000 | infusomat | 25923 | 2001-01-01 |  |  |  |  | B Braun | [6 empty] | 37540
519 | GOT | OT Table | HYD-BME-0216-BN-GOT-OTT-0000 | 7000 SPB | 2A109-07-0001 | 2016-02-01 |  |  |  |  | BENQ | [6 empty] | 1000000
520 | GOT | OT Table | HYD-BME-0216-BN-GOT-OTT-0000 | 7000 SPB | 2A109-07-0002 | 2016-02-29 |  |  |  |  | BENQ | [6 empty] | 1000000
521 | GOT | OT Table | HYD-BME-0605-BN-GOT-OTT-0000 | CME-11 | 0305/06 | 2005-06-14 |  |  |  |  | Confident | [6 empty] | 248625
522 | GOT | OT Table | HYD-BME-0602-BN-GOT-OTT-0000 |  | 12014/050 | 2002-06-04 |  |  |  |  | Coagnate | [6 empty] | 600000
523 | GOT | OT Table | HYD-BME-0311-BN-GOT-OTT-0000 | DR MAX 7000NS | A082-JA-004 | 2011-03-30 |  |  |  |  | Trident | [6 empty] | 899600 | 1.Horse shoe head rest system - 2 Nos 2.U type Head rest system
524 | GOT | OT Light (Under Replacement) | HYD-BME-0101-BN-GOT-OTL-0000 |  | LR110257 | 2001-01-01 |  |  |  |  | Hanaulux | [6 empty] | 352917
525 | GOT | OT Light (Under Replacement) | HYD-BME-0101-BN-GOT-OTT-0000 |  | 2000062/91 | 2001-01-01 |  |  |  |  | Hanaulux | [6 empty] | 352917
526 | GOT | OT Light (Under Replacement) | HYD-BME-0101-BN-GOT-OTT-0000 |  | 2000043/43 | 2001-01-01 |  |  |  |  | Hanaulux | [6 empty] | 352917
527 | GOT | OT Light (Under Replacement) | HYD-BME-0101-BN-GOT-OTT-0000 |  | 2000044/417 | 2001-01-01 |  |  |  |  | Hanaulux | [6 empty] | 352917
528 | GOT | OT Light | HYD-BME-0101-BN-GOT-OTT-0000 | Martin 701 | ML701N - 050000D936 | 2005-05-10 |  |  |  |  | KLS Martin | [6 empty] | 585000 | (In OT-4)
529 | GOT | Surgical Microscope | HYD-BME-1110-BN-NOT-SUM-0000 | M525 F40 | 51010001 | 2010-11-18 |  |  |  |  | Leica | [6 empty] | 2610000
530 | GOT | Surgical Microscope | HYD-BME-1110-BN-GOT-GOT-0000 | Universal S2 | 51010001 | 2010-11-18 |  |  |  |  | Carl Zeiss
531 | GOT | C-Arm | HYD-BME-0902-BN-GOT-OTE-0000 | BV25 Gold | 501JRDR506 | 2002-09-25 |  |  |  |  | Philips | [6 empty] | 1800000
532 | GOT | C-Arm | HYD-BME-0613-BN-GOT-OTE-0000 | Brivo OEC-850 | B1S13049 | 2013-06-24 |  |  |  |  | Wipro GE | [6 empty] | 2450000
533 | GOT | Tourniquet | HYD-BME-0807-PC-GOT-TOR-0000 | ATS 1200 | 1207AAAW | 2007-08-01 |  |  |  |  | Laksh | [6 empty] | 228800 | Cuffs 7 NOS Adult:5 NOS Paedriatic:2 NOS Cables:2 NOS
534 | GOT | Urology Laser | HYD-BME-0713-BN-GOT-LAS-0000 | Power Suite 100W | 1571 MFGDT | 2013-07-25 |  |  |  |  | Lumenis | [6 empty] | 8916096
535 | GOT | Ultrasound Machine | HYD-BME-1213-BN-GOT-USG-0000 | M Turbo | WK1WNO / 045NDC | 2013-12-26 |  |  |  |  | Sonosite | [6 empty] | 1650000 | Linear Array Probe (HFL38X -D3vmhy).Curved Array Probe (C60X - 03W2TF)
536 | GOT | Fluid Warmer | HYD-BME-0304-BN-GOT-FLW-0000 | Level 1 | 20040068 | 2004-03-06 |  |  |  |  | hotline | [6 empty] | 98005
537 | GOT | Fluid Warmer | HYD-BME-0410-BN-GOT-FLW-0000 | Level 1 | S10001745 | 2010-04-30 |  |  |  |  | Hotline | [6 empty] | 90000
538 | GOT | Head Light Source | HYD-BME-0101-BN-GOT-HLS-0000 | Solarc | HI90495020 | 2001-01-01 |  |  |  |  | Welch Allyn | [6 empty] | 176800
539 | GOT | Nerve Locator | HYD-BME-0101-BN-GOT-OTE-36 | Stimuplex Dig RC | 4434 | 2001-01-01 |  |  |  |  | B Braun | [6 empty] | 75000
540 | GOT | Nerve Locator | HYD-BME-0602-BN-GOT-OTE-37 |  | N510011201/067A | 2002-06-25 |  |  |  |  | Inmed Equipment | [6 empty] | 70720
541 | GOT | Portable Ultrasound | HYD-BME-0411-BN-GOT-USP-0000 | M-Turbo | 03KYV4 | 2011-04-29 |  |  |  |  | Sonosite | [6 empty] | 1260000
542 | GOT | Monitor | HYD-BME-0202-BN-GOT-MON-0000 | MP 20 | DE72838570 | 2202-02-02 |  |  |  |  | Phillips | [6 empty] | 260000
543 | GOT | Patient Warmer | HYD-BME-1116-BN-GOT-PAW-0000 | Warm touch | SP16050045 | 2016-11-24 |  |  |  |  | Covidien
544 | GOT | Deep Brain simulator(DBS) | HYD-BME-1116-BN-GOT-DBS-0000 |  | 38062 | 2016-11-21 |  |  |  |  | Medtronic | [6 empty] | 7084000 | Lead point focus system
545 | NIL | ECHO Machine (Transferred to OPD) | HYD-BME-0101-BN-NIL-USP-0000 | Cypress | 74340 | 2001-01-01 |  |  |  |  | Siemens |  | X |  |  |  |  | 1200000
546 | NIL | ECHO Machine | HYD-BME-1009-BN-NIL-USE-0000 | HD 7XE | CI51090149 | 2009-10-20 | CMC | 2015-09-24 | 2016-03-31 | 245057 | Philips |  | X |  |  |  |  | 2500000 | 1. S4-2 Transducer 2. T6H TEE Transducer
547 | NIL | ECHO Machine | HYD-BME-0710-BN-NIL-USE-0000 | IE33 | 03B8VVH | 2010-07-01 |  |  |  |  | Philips |  | X |  |  |  |  | 4500000 | 1. X7-2t 2. S5-1
548 | NIL | Portable ECHO | HYD-BME-0215-BN-NIL-USP-0000 | M-Turbo | WK2FDR | 2015-02-09 | Warrenty | 2015-02-09 | 2020-02-08 |  | Sonosite |  | x |  |  |  |  | 1350000 | 1. P21X/1-5 mhz Transducer
549 | NIL | ECG Machine | HYD-BME-0812-BN-NIL-ECG-0000 | Page Writer TC20 | CN21201443 | 2012-08-09 | CMC | 2015-04-01 | 2016-03-31 | 8289 | Philips |  | X |  |  |  |  | 145000
550 | NIL | ECG Machine | HYD-BME-0511-BN-ERC-ECG-00 | Cardiovit AT-2 Plus | 2513898 | 2011-05-02 |  |  |  |  | Schiller |  | X |  |  |  |  | 100000
551 | NIL | Holter | HYD-BME-0813-OP-NIL-HOL-0000 | MGY (ECG Lab Holter System) | 51120004 | 2013-08-19 | BME |  |  |  | Meigaoyi |  | X |  |  |  |  | 780000 | 1.Holter Recorder
552 | NIL | Defibrillator with Pacer | HYD-BME-0306-BN-NIL-DEF-0000 | Heart Start XL | US00440337 | 2006-03-01 | CMC | 2015-04-01 | 2016-03-31 | 15391 | Philips |  | X |  |  |  |  | 250000
553 | NIL | Monitor | HYD-BME-0310-BN-NIL-MON-0000 | M-1000 | AQ67B8020 | 2010-03-01 |  |  |  |  | Mediaid |  | X |  |  |  |  | 90000
554 | NIL | Syringe Pump | HYD-BME-0101-BN-NIL-SYR-0000 | TE-311 | 90077 | 2001-01-01 |  |  |  |  | Terumo |  | X |  |  |  |  | 35000
555 | NIL | Infusion Pump | HYD-BME-0604-BN-NIL-INF-0000 | Infusomat | 8712212 | 2004-06-20 |  |  |  |  | B Braun |  | X |  |  |  |  | 50000
556 | NIL | Fluroscopy (800MA) | HYD-BME-0716-BN-NIL-XRF-0000 | MARS 50+ Allpose | 1. (2K15120050-2-DDT) 2. (2K15120411-DX/HF) 3. (2K15120305-DIR) 4. (14301112115) 5. ( 91732450) 6. (2K16040010-DAT) 7. (15M276) 8. (2K16090092-DVDS) | 2016-07-01 | Warrenty |  |  |  | Allengers |  | X |  |  |  |  | 3025000 | 1. High voltage double jack 2. HF Generator 3. Console 4. Voltage Stabilizer 5. IITV - Camera (CCD) 6.Table 7. X-Ray tube 8. Vertical bucky
557 | NIL | CR System | HYD-BME-0310-BN-NIL-RAD-02 | 1. Drypix 7000 2. Console 3. FCR Capsula XL II (CR-IR 359) | 1.97039486 (06239949) 2. 96939397 3. 96823717 | 2010-06-03 |  |  |  |  | Fujifilm |  | X |  |  |  |  | 1400000 | 1. Fujifilm - Printer 2. Fujifilm - Console 3. Fujifilm - Reader
558 | NIL | TMT | HYD-BME-0816-BN-NIL-TMT-0000 | VEGA | 1512003 | 2016-08-03 |  |  |  |  | RMS | [6 empty] | 150000
559 | NIL | EECP | HYD-BME-0101-BN-NIL-ECP-0000 | 3000 | 3078 | 2001-01-01 |  |  |  |  | Cardiomedics
560 | NIL | Mobie EECP | HYD-BME-0205-BN-NIL-ECP-0000 |  | 0403010E | 2005-02-01 |  |  |  |  | Angioview
561 | NIL | Sleep system | HYD-BME-1107-BN-NIL-ECP-0000 | Alice PDX | 2005-F514148-W-0200 | 2007-11-06 |  |  |  |  | respronics
562 | NEP | Dialysis Machine | HYD-BME-0208-BN-NEF-DIM-0000 | Dialog + | 33173 | 2008-02-16 | AMC | 2015-04-01 | 2016-03-31 | 22019 | B Braun |  | X |  |  |  |  | 461250
563 | NEP | Dialysis Machine | HYD-BME-0308-BN-NEF-DIM-0000 | Dialog + | 31142 | 2008-03-17 | AMC | 2015-04-01 | 2016-03-31 | 22019 | B Braun |  | X |  |  |  |  | 461250
564 | NEP | Diaysis Machine | HYD-BME-0912-BN-NEF-DIM-0000 | Dialog+ Evolution | 103570 | 2012-09-04 | warranty | 2012-09-04 | 2015-09-03 |  | B Braun |  | X |  |  |  |  | 545000
565 | NEP | Diaysis Machine | HYD-BME-0912-BN-NEF-DIM-0000 | Dialog+ Evolution | 103667 | 2012-09-04 | warranty | 2012-09-04 | 2015-09-03 |  | B Braun |  | 2016-01-09 |  |  |  |  | 545000
566 | NEP | Dialysis Machine | HYD-BME-0914-BN-NEF-DIM-0000 | Diamax | 14J9338E | 2015-10-06 | warranty | 2015-10-06 | 2020-09-06 |  | Nipro |  | 2016-03-27 |  |  |  |  | 520000
567 | NEP | Diaysis Machine | HYD-BME-0116-BN-NEF-DIM-0000 | Diamax | 14J9352E | 2016-01-01 |  |  |  |  | Nipro | [6 empty] | 520000
568 | NEP | Dialysis Machine | HYD-BME-0209-BN-NEF-DIM-0000 | 4008S Basic with OCM | 8VCALF54 | 2009-02-23 | AMC | 2015-05-01 | 2016-04-30 | 18539 | Fresenius Kabi |  | X |  |  |  |  | 556875
569 | NEP | Dialysis Machine | HYD-BME-1111-BN-NEF-DIM-0000 | 4008S NG | 1SXA3784 | 2011-11-10 | AMC | 2015-05-01 | 2016-04-30 | 18539 | Fresenius Kabi |  | X |  |  |  |  | 535000
570 | NEP | Dialysis Machine | HYD-BME-1111-BN-NEF-DIM-0000 | 4008S NG | 1SXA2465 | 2011-11-10 | AMC | 2015-05-01 | 2016-04-30 | 18539 | Fresenius Kabi |  | X |  |  |  |  | 535000
571 | NEP | Dialysis Machine | HYD-BME-1112-BN-NEF-DIM-0000 | 4008S OCM | 2SXAF674 | 2013-06-06 | warranty | 2013-06-06 | 2016-06-05 |  | Fresenius Kabi |  | 2016-03-23 |  |  |  |  | 520000
572 | NEP | Dialysis Machine | HYD-BME-1112-BN-NEF-DIM-0000 | 4008S OCM | 2SXAF677 | 2013-06-06 | warranty | 2013-06-06 | 2016-06-05 |  | Fresenius Kabi |  | 2016-03-23 |  |  |  |  | 520000
573 | NEP | Dialysis Machine | HYD-BME-1112-BN-NEF-DIM-0000 | 4008S OCM | 2SXAF669 | 2013-06-06 | warranty | 2013-06-06 | 2016-06-05 |  | Fresenius Kabi |  | x |  |  |  |  | 520000
574 | NEP | Dialysis Machine | HYD-BME-0914-BN-NEF-DIM-0000 | 4008SNG OCM | 4SXAAY51 | 2014-09-02 | warranty |  |  |  | Fresenius Kabi |  | 2016-03-27 |  |  |  |  | 560000
575 | NEP | Dialysis Machine | HYD-BME-1112-BN-NEF-DIM-0000 | 4008S OCM | 2SXAA988 | 2013-06-06 | warranty | 2013-06-06 | 2016-06-05 |  | Fresenius Kabi |  | x |  |  |  |  | 520000
576 | NEP | Dialysis Machine | HYD-BME-1016-BN-NEF-DIM-0000 | 4008S OCM | 5SXAJD70 | 2016-10-06 |  |  |  |  | Fresenius Kabi |  | X |  |  |  |  | 520000
577 | NEP | Dialysis Machine | HYD-BME-0914-BN-NEF-DIM-0000 | 4008S NG | 4SXAAY48 | 2014-09-02 |  |  |  |  | Fresenius Kabi |  | X |  |  |  |  | 520000
578 | NEP | Dialysis Machine | HYD-BME-1016-BN-NEF-DIM-0000 | 4008SNG | 5SXAJD69 | 2016-10-06 |  |  |  |  | Fresenius Kabi | [6 empty] | 520000
579 | NEP | Dialysis Machine | HYD-BME-1016-BN-NEF-DIM-0000 | 4008S ARrTplus | 9VRA0333 | 2009-04-13 |  |  |  |  | Fresenius Kabi | [6 empty] | 520000
580 | NEP | CRRT | HYD-BME-1210-BN-NEF-CRT-0000 | Prisma Flex | 3241 | 2010-12-15 | AMC | 2015-04-01 | 2016-03-31 | 28967.4 | Baxter |  | X |  |  |  |  | 988000
581 | NEP | CRRT | HYD-BME-1210-BN-NEF-CRT-0000 | Prisma Flex | PA16325 | 2016-06-07 | AMC | 2015-04-01 | 2016-03-31 | 28967.4 | Baxter |  | X |  |  |  |  | 750000
582 | NEP | Dialyser Reprocessing Machine | HYD-BME-0112-BN-NEF-DRU-0000 | Renatron II | 31032 | 2012-01-09 | CMC | 2015-04-01 | 2018-03-31 | 112360 | Renatron |  | X |  |  |  |  | 425000
583 | NEP | Monitor | HYD-BME-1112-BN-NEF-MON-0000 | M-1000 | AQ23168895 | 2012-11-09 | warranty | 2012-11-09 | 2015-09-08 |  | Mediaid |  | x |  |  |  |  | 51975
584 | NEP | Monitor | HYD-BME-0302-BN-NEF-MON-0000 | A3 | US30007139 | 2002-03-20 |  |  |  |  | Philips |  | X |  |  |  |  | 175000
585 | NEP | Monitor | HYD-BME-0302-BN-NEF-MON-0000 | A3 | US30002999 | 2002-03-20 |  |  |  |  | Philips |  | 2016-03-09 |  |  |  |  | 148750 | ECG, SPO2, NIBP
586 | NEP | Defibrillator | HYD-BME-0305-BN-NEF-DEF-0000 | Heartstart XL | US00231826 | 2005-03-26 | CMC | 2015-04-01 | 2016-03-31 | 16980 | Philips |  | X |  |  |  |  | 175000 | ECG, SPO2, NIBP
587 | NEP | Syringe Pump | HYD-BME-0101-BN-NEF-SYR-0000 | Injectomat | 19710560 | 2001-01-01 |  |  |  |  | Fresenius Kabi |  | X |  |  |  |  | 24600
588 | NEP | Bipap machine | HYD-BME-0101-BN-NEF-BIP-0000 | Haromony | 6027639 | 2013-10-03 |  |  |  |  | Respironics | [6 empty] | 80000
589 | GSE | Evis Exera - (Video Processor) | HYD-BME-0202-BN-GSE-ENS-0000 | CV 160 | 7106411 | 2002-02-26 |  |  |  |  | Olympus | [6 empty] | 3432000
590 | GSE | GIF-160 - (Gastro Video scope) | HYD-BME-0202-BN-GSE-ENS-0000 | GIF 160 | 2112374 | 2002-02-26 |  |  |  |  | Olympus
591 | GSE | TJF-160R - Evis Exera (Duodeno Video Scope) | HYD-BME-0202-BN-GSE-ENS-0000 | TJF-160R | 2100704 | 2002-02-26 |  |  |  |  | Olympus
592 | GSE | CV-190 EVIS EXERA III - (Video Processor) | HYD-BME-0202-BN-GSE-ENS-0000 | CV 190 | 7233915 | 2012-12-06 | AMC | 2015-06-01 | 2016-05-31 | 133509 | Olympus |  | X |  |  |  |  | 5334099
593 | GSE | Colonoscope 190 Series | HYD-BME-0202-BN-GSE-ENS-0000 |  | 2202633 | 2012-12-06 |  |  |  |  | Olympus
594 | GSE | CLV-190 EVIS EXERA III - (Xenon Light Source) | HYD-BME-0202-BN-GSE-ENS-0000 | CLV 190 | 7234003 | 2012-12-06 |  |  |  |  | Olympus
595 | GSE | OEV 261H-E High Definition LCD (Monitor) | HYD-BME-0202-BN-GSE-ENS-0000 | OEV 26 | 7246448 | 2012-12-06 |  |  |  |  | Olympus
596 | GSE | GIF Evis Exera III - (Gastro Video Scope) | HYD-BME-0202-BN-GSE-ENS-0000 | GIF HQ 190 | 2202046 | 2012-12-06 |  |  |  |  | Olympus
597 | GSE | CF EVIS EXERA III - (Colono Videoscope) | HYD-BME-0202-BN-GSE-ENS-0000 |  | 2202246 | 2012-12-06 |  |  |  |  | Olympus
598 | GSE | CF-Q145L - Evis Exera (Colono Video Scope) | HYD-BME-0202-BN-GSE-ENS-0000 | CF-Q145L | 2613267 | 2002-02-26 |  |  |  |  | Olympus
599 | GSE | BF-IT150(E) BF -1T150 - ACTERA Broncho scope | HYD-BME-0202-BN-GSE-ENS-0000 | BF-1T150(E) | 2800124 | 2002-02-26 |  |  |  |  | Olympus
600 | GSE | OBC Ballon Control Unit | HYD-BME-0202-BN-GSE-ENS-0000 | OBCU | 7211871 | [5 empty] | Olympus
601 | GSE | EU -ME1 Endoscopic Ultrasound Center (PAL) | HYD-BME-0202-BN-GSE-ENS-0000 | EU-ME1 | 1342797 | [5 empty] | Olympus
602 | GSE | MAJ-1597 Ultrasonic Cable | HYD-BME-0202-BN-GSE-ENS-0000 | MAJ-1597 | 1303137 | [5 empty] | Olympus
603 | GSE | GF-UCT180 (E) Ultrasound Gastro video scope | HYD-BME-0202-BN-GSE-ENS-0000 | GF-UCT180(E) | 1311078 | [5 empty] | Olympus
604 | GSE | SIF-Q180(E) SIF-Q180 EVIS EXERA II SML Intestinal VI | HYD-BME-1013-BN-GSE-ENS-0000 | SIFQ180 (E) | 2312274 | 2013-10-10 | AMC | 2015-10-10 | 2016-10-09 | 39343.63 | Olympus |  | X |  |  |  |  | 1619875
605 | GSE | Argon Plasma Coagulator | HYD-BME-0101-BN-GSE-APC-0000 | APC 300 | B 5869 | 2001-01-01 |  |  |  |  | Erbe |  | X |  |  |  |  | 756250
606 | GSE | Electro Surgical Unit | HYD-BME-0101-BN-GSE-ESU-0000 | "ICC 200" | "D 1765" | 2001-01-01 |  |  |  |  | Erbe |  | X |  |  |  |  | 446635
607 | GSE | Monitor | HYD-BME-1013-BN-GSE-MON-0000 | Truscope Mini | M009E007035 | 2013-10-15 | Warranty | 2013-10-15 | 2016-10-14 |  | Schiller |  | X |  |  |  |  | 49000
608 | GSE | Monitor | HYD-BME-1013-BN-GSE-MON-0000 | Truscope Mini | M009E007036 | 2013-10-15 | Warranty | 2013-10-15 | 2016-10-14 |  | Schiller |  | X |  |  |  |  | 49000 | ECG, SPO2, NIBP
609 | GSE | Monitor | HYD-BME-1013-BN-GSE-MON-0000 | Truscope Mini | M009E007037 | 2013-10-15 | Warranty | 2013-10-15 | 2016-10-14 |  | Schiller |  | X |  |  |  |  | 49000 | ECG, SPO2, NIBP
610 | GSE | Monitor | HYD-BME-1013-BN-GSE-MON-0000 | Truscope Mini | M009E007038 | 2013-10-15 | Warranty | 2013-10-15 | 2016-10-14 |  | Schiller |  | X |  |  |  |  | 49000 | ECG, SPO2, NIBP
611 | GSE | Monitor | HYD-BME-1013-BN-GSE-MON-0000 | Truscope Mini | M009E007039 | 2013-10-15 | Warranty | 2013-10-15 | 2016-10-14 |  | Schiller |  | X |  |  |  |  | 49000 | ECG, SPO2, NIBP
612 | GSE | Endowasher | HYD-BME-1013-BN-GSE-MON-0000 |  | 1308007 | 2013-10-10 | AMC | 2015-05-01 | 2016-04-30 | 22472 | Mitra Industries |  | X |  |  |  |  | 350000 | ECG, SPO2, NIBP
613 | GSE | Suction Machine | HYD-BME-1013-BN-GSE-SUC-0000 | ATMOS C401 | 2100550016 | 2001-01-01 |  |  |  |  | Atmos |  | X |  |  |  |  | 100000
614 | POP | Echo machine | HYD-BME-0406-BN-POP-USE-0000 | Seqeuya | 66611 | 2006-04-01 |  |  |  |  | Siemens |  |  |  |  | X
615 | POP | Echo machine | HYD-BME-0410-BN-POP-USE-0000 | IE33 | 03B4PW | 2010-04-17 |  |  |  |  | Philips |  |  |  |  | X
616 | POP | Infant weighing scale | HYD-BME-0101-BN-POP-IWS-0000 |  |  | 2001-01-01 |  |  |  |  | Phoenix |  |  |  |  | X
617 | POP | Monitor | HYD-BME-0101-BN-POP-MON-0000 | M-1000 | AQ23168967 | 2001-01-01 |  |  |  |  | Mediaid |  |  |  |  | X
618 | POP | Echo machine | HYD-BME-1017-BN-POP-USE-0000 | Vivid E95 | AU50762 | 2017-01-10 |  |  |  |  | GE |  |  |  |  | X |  | 7200000
619 | POP | Portable Echo machine | HYD-BME-0117-BN-POP-USE-0000 | Vivid I | 056840VI | 2017-01-10 |  |  |  |  | GE |  |  |  |  | X |  | 3100000
620 | POP |  | HYD-BME-0101-BN-POP-USE-0000 | [12 empty] | X
621 | LIU | Ventilator | HYD-BME-0116-BN-LIU-CCE-0000 | Servo s | 35945 | 2016-01-09 |  |  |  |  | Maquet |  | X |  |  |  |  | 700000
622 | LIU | Ultrasound | HYD-BME-0116-BN-LIU-CCE-0000 | UMT-200 | NW-5C005489 | 2016-01-01 |  |  |  |  | Mindray |  | X |  |  |  |  | 2900000
623 | LIU | Syringe Pump | HYD-BME-0516-BN-LIU-SYR-0000 | Compact | 225637 | 2016-05-04 |  |  |  |  | B.Braun |  | x
624 | LIU | Syringe Pump | HYD-BME-0516-BN-LIU-SYR-0000 | Compact | 225518 | 2016-05-04 |  |  |  |  | B.Braun |  | x
625 | LIU | Syringe Pump | HYD-BME-0516-BN-LIU-SYR-0000 | Compact | 225638 | 2016-05-04 |  |  |  |  | B.Braun |  | x
626 | LIU | Syringe Pump | HYD-BME-0516-BN-LIU-SYR-0000 | Compact | 225659 | 2016-05-04 |  |  |  |  | B.Braun |  | x
627 | LIU | Syringe Pump | HYD-BME-0516-BN-LIU-SYR-0000 | Compact | 225529 | 2016-05-04 |  |  |  |  | B.Braun |  | x
628 | LIU | Syringe Pump | HYD-BME-0516-BN-LIU-SYR-0000 | Compact | 225538 | 2016-05-04 |  |  |  |  | B.Braun |  | x
629 | LIU | Syringe Pump | HYD-BME-0516-BN-LIU-SYR-0000 | Compact | 225660 | 2016-05-04 |  |  |  |  | B.Braun |  | x
630 | LIU | Syringe Pump | HYD-BME-0516-BN-LIU-SYR-0000 | Compact | 225633 | 2016-05-04 |  |  |  |  | B.Braun |  | x
631 | LIU | Syringe Pump | HYD-BME-0516-BN-LIU-SYR-0000 | Compact | 225525 | 2016-05-04 |  |  |  |  | B.Braun |  | x
632 | LIU | Syringe Pump | HYD-BME-0516-BN-LIU-SYR-0000 | Compact | 225634 | 2016-05-04 |  |  |  |  | B.Braun |  | x
633 | LIU | Syringe Pump | HYD-BME-0516-BN-LIU-SYR-0000 | Compact | 225643 | 2016-05-04 |  |  |  |  | B.Braun |  | x
634 | LIU | Syringe Pump | HYD-BME-0516-BN-LIU-SYR-0000 | Compact | 225646 | 2016-05-04 |  |  |  |  | B.Braun |  | x
635 | LIU | Syringe Pump | HYD-BME-0516-BN-LIU-SYR-0000 | Compact | 225665 | 2016-05-04 |  |  |  |  | B.Braun |  | x
636 | LIU | Syringe Pump | HYD-BME-0516-BN-LIU-SYR-0000 | Compact | 225516 | 2016-05-04 |  |  |  |  | B.Braun |  | x
637 | LIU | Syringe Pump | HYD-BME-0516-BN-LIU-SYR-0000 | Compact | 225662 | 2016-05-04 |  |  |  |  | B.Braun |  | x
638 | LIU | Syringe Pump | HYD-BME-0516-BN-LIU-SYR-0000 | Compact | 225641 | 2016-05-04 |  |  |  |  | B.Braun |  | x
639 | LIU | Syringe Pump | HYD-BME-0516-BN-LIU-SYR-0000 | Compact | 225645 | 2016-05-04 |  |  |  |  | B.Braun |  | x
640 | LIU | Infusion pump | HYD-BME-0516-BN-LIU-INF-0000 | infusomat | 111599 | 2016-05-04 |  |  |  |  | B.Braun |  | x
641 | LIU | Infusion pump | HYD-BME-0516-BN-LIU-INF-0000 | infusomat | 111597 | 2016-05-04 |  |  |  |  | B.Braun |  | x
642 | LIU | Infusion pump | HYD-BME-0516-BN-LIU-INF-0000 | infusomat | 111616 | 2016-05-04 |  |  |  |  | B.Braun |  | x
643 | LIU | Syringe Pump | HYD-BME-0713-BN-LIU-SYR-0000 | Compact | 188297 | 2013-07-09 |  |  |  |  | B.Braun |  | x |  |  |  |  | 30000
644 | LIU | Ventilator | HYD-BME-0713-BN-LIU-SYR-0000 | Servo s | 35956 | 2013-07-01 |  |  |  |  | Maquet |  | x
645 | LIU | Ventilator | HYD-BME-0713-BN-LIU-SYR-0000 | Servo s | 35958 | 2013-07-01 |  |  |  |  | Maquet |  | x
646 | LIU | MONITOR | HYD-BME-1013-BN-LIU-MON-0000 | MX430 | DE54800850 | 2013-07-01 |  |  |  |  | Philips |  | X
647 | LIU | MONITOR | HYD-BME-1013-BN-LIU-MON-0000 | MX431 | DE54800844 | 2013-07-01 |  |  |  |  | Philips |  | X
648 | LIU | MONITOR | HYD-BME-1013-BN-LIU-MON-0000 | MX432 | DE54800959 | 2013-07-01 |  |  |  |  | Philips |  | X
649 | LIU | MONITOR | HYD-BME-1013-BN-LIU-MON-0000 | MX433 | DE54800847 | 2013-07-01 |  |  |  |  | Philips |  | X
650 | LIU | MONITOR | HYD-BME-1013-BN-LIU-MON-0000 | MX434 | DE54800842 | 2013-07-01 |  |  |  |  | Philips |  | X
651 | LIU | Defibrilator | HYD-BME-1013-BN-LIU-DEF-0000 | DFM 100 | CN32604984 | 2013-07-01 |  |  |  |  | Philips |  | X
652 | LIU | TEG | HYD-BME-1013-BN-LIU-TEG-0000 | TEG 5000 | SO21505882 | 2013-07-01 |  |  |  |  | Hemosetic |  | x
653 | LIU | Patient warmer | HYD-BME-1013-BN-LIU-PAW-0000 | warmtouch | SP15090498 | 2013-07-01 |  |  |  |  | coviden |  | x
654 | LIU | Fluid warmer | HYD-BME-1013-BN-LIU-FLW-0000 | level-1 | S101B06538 | 2013-07-01 |  |  |  |  | Hotline |  | x
655 | LIU | SCD MACHINE | HYD-BME-1013-BN-LIU-SCD-0000 |  | SN1501972 | 2013-07-01 | [6 empty] | X
656 | LIU | CARDIAC OUTPUT MONITOR | HYD-BME-1013-BN-LIU-COM-0000 | EV1000 | TPAB056627 | 2013-07-01 |  |  |  |  | Edwards Life Science |  | X
657 | LIU | Ventilator | HYD-BME-1013-BN-VEN-COM-0000 | Servo s | 35944 | 2013-07-01 |  |  |  |  | Maquet
658 | NMS | Monitor | HYD-BME-0616-BN-NIU-MON-0000 | Goldway G30 | CN44002337 | 2016-06-09 |  |  |  |  | Philips | [6 empty] | 90000
659 | NMS | Monitor | HYD-BME-0616-BN-NIU-MON-0000 | Goldway G30 | CN44002338 | 2016-06-09 |  |  |  |  | Philips | [6 empty] | 90000
660 | NMS | Monitor | HYD-BME-0616-BN-NIU-MON-0000 | Goldway G30 | CN44002339 | 2016-06-09 |  |  |  |  | Philips | [6 empty] | 90000
661 | NMS | Monitor | HYD-BME-0616-BN-NIU-MON-0000 | Goldway G30 | CN44002336 | 2016-06-09 |  |  |  |  | Philips | [6 empty] | 90000
662 | NMS | Defibrillator | HYD-BME-0616-BN-NIU-DEF-0000 | DFM 100 | CN32605001 | 2016-06-09 |  |  |  |  | Philips | [6 empty] | 90000
663 | NMS | Infusion pump | HYD-BME-0616-BN-NIU-INF-0000 | Infosomat p | 112476 | 2016-06-09 |  |  |  |  | B Braun | [6 empty] | 40000
664 | NMS | Infusion pump | HYD-BME-0616-BN-NIU-INF-0000 | Infosomat p | 112474 | 2016-06-09 |  |  |  |  | B Braun | [6 empty] | 40000
665 | NMS | Infusion pump | HYD-BME-0616-BN-NIU-INF-0000 | Infosomat p | 112480 | 2016-06-09 |  |  |  |  | B Braun | [6 empty] | 40000
666 | NMS | Syringe Pump | HYD-BME-0616-BN-NIU-SYR-0000 | Compact | 226954 | 2016-06-09 |  |  |  |  | B Braun | [6 empty] | 30000
667 | NMS | Syringe Pump | HYD-BME-0616-BN-NIU-SYR-0000 | Compact | 226955 | 2016-06-09 |  |  |  |  | B Braun | [6 empty] | 30000
668 | NMS | Syringe Pump | HYD-BME-0616-BN-NIU-SYR-0000 | Compact | 226951 | 2016-06-09 |  |  |  |  | B Braun | [6 empty] | 30000
669 | NMS | Syringe Pump | HYD-BME-0616-BN-NIU-SYR-0000 | Compact | 226957 | 2016-06-09 |  |  |  |  | B Braun | [6 empty] | 30000
670 | NMS | Syringe Pump | HYD-BME-0616-BN-NIU-SYR-0000 | Compact | 226948 | 2016-06-09 |  |  |  |  | B Braun | [6 empty] | 30000
671 | NMS | Syringe Pump | HYD-BME-0616-BN-NIU-SYR-0000 | Compact | 226962 | 2016-06-09 |  |  |  |  | B Braun | [6 empty] | 30000
672 | NMS | Syringe Pump | HYD-BME-0616-BN-NIU-SYR-0000 | Compact | 226964 | 2016-06-09 |  |  |  |  | B Braun | [6 empty] | 30000
673 | NMS | Syringe Pump | HYD-BME-0616-BN-NIU-SYR-0000 | Compact | 226958 | 2016-06-09 |  |  |  |  | B Braun | [6 empty] | 30000
674 | NMS | Syringe Pump | HYD-BME-0616-BN-NIU-SYR-0000 | Compact | 226946 | 2016-06-09 |  |  |  |  | B Braun | [6 empty] | 30000
675 | NMS | Syringe Pump | HYD-BME-0616-BN-NIU-SYR-0000 | Compact | 226959 | 2016-06-09 |  |  |  |  | B Braun | [6 empty] | 30000
676 | NMS | Syringe Pump | HYD-BME-0616-BN-NIU-SYR-0000 | Compact | 226944 | 2016-06-09 |  |  |  |  | B Braun | [6 empty] | 30000
677 | NMS | Syringe Pump | HYD-BME-0616-BN-NIU-SYR-0000 | Compact | 226950 | 2016-06-09 |  |  |  |  | B Braun | [6 empty] | 30000
678 | NMS | BIPAP | HYD-BME-0616-BN-NIU-BIP-0000 | Respironics harmony | 6038589 | 2016-06-09 |  |  |  |  | Philips | [6 empty] | 80000
679 | NMS | SCD Machine | HYD-BME-0216-BN-NIU-PAW-0000 | Kendall | SN15090441 | 2016-02-01 |  |  |  |  | Covidien | [6 empty] | 90000
680 | NMS | ECG Machine | HYD-BME-0616-BN-NIU-ECG-0000 | TC20 | CN21608751 | 2016-06-09 |  |  |  |  | Philips | [6 empty] | 90000
681 | NMS | SCD Machine | HYD-BME-0216-BN-NIU-SCD-0000 | Kendall | SN1501811 | 2016-02-01 |  |  |  |  | Covidien | [6 empty] | 90000
682 | NMS | SCD Machine | HYD-BME-0216-BN-NIU-SCD-0000 | Kendall | SN1501832 | 2016-02-02 |  |  |  |  | Covidien | [6 empty] | 90000
683 | NMS | SCD Machine | HYD-BME-0216-BN-NIU-SCD-0000 | Kendall | SN1501974 | 2016-02-03 |  |  |  |  | Covidien | [6 empty] | 90000
684 | NMS | SCD Machine | HYD-BME-0216-BN-NIU-SCD-0000 | Kendall | SN1501979 | 2016-02-04 |  |  |  |  | Covidien | [6 empty] | 90000
685 | NIU | Ventilator | HYD-BME-0514-BN-NIU-VEN-0000 | Servo-S | 30320 | 2014-05-08 | Warrenty | 2014-05-08 | 2016-05-07 |  | Maquet |  | x |  |  |  |  | 700000.375 | Expiratory Casset
686 | NIU | Ventilator | HYD-BME-0514-BN-NIU-VEN-0000 | Servo-S | 30321 | 2014-05-08 | Warrenty | 2014-05-08 | 2016-05-07 |  | Maquet |  | x |  |  |  |  | 700000.375 | Expiratory Casset
687 | NIU | Ventilator | HYD-BME-0514-BN-NIU-VEN-0000 | Servo-S | 30322 | 2014-05-10 | Warrenty | 2014-05-10 | 2016-05-09 |  | Maquet |  | x |  |  |  |  | 700000.375 | Expiratory Casset
688 | NIU | Ventilator | HYD-BME-0514-BN-NIU-VEN-0000 | Servo-S | 30323 | 2014-05-10 | Warrenty | 2014-05-10 | 2016-05-09 |  | Maquet |  | x |  |  |  |  | 700000.375 | Expiratory Casset
689 | NIU | Ventilator | HYD-BME-0514-BN-NIU-VEN-0000 | Servo-S | 30324 | 2014-05-13 | Warrenty | 2014-05-13 | 2016-05-12 |  | Maquet |  | x |  |  |  |  | 700000.375 | Expiratory Casset
690 | NIU | Ventilator | HYD-BME-0514-BN-NIU-VEN-0000 | Servo-S | 30325 | 2014-05-13 | Warrenty | 2014-05-13 | 2016-05-12 |  | Maquet |  | x |  |  |  |  | 700000.375 | Expiratory Casset
691 | NIU | Ventilator | HYD-BME-0514-BN-NIU-VEN-0000 | Servo-S | 30326 | 2014-05-16 | Warrenty | 2014-05-16 | 2016-05-15 |  | Maquet |  | x |  |  |  |  | 700000.375 | Expiratory Casset
692 | NIU | Ventilator | HYD-BME-0514-BN-NIU-VEN-0000 | Servo-S | 30327 | 2014-05-16 | Warrenty | 2014-05-16 | 2016-05-15 |  | Maquet |  | x |  |  |  |  | 700000.375 | Expiratory Casset
693 | NIU | Ventilator | HYD-BME-0514-BN-NIU-VEN-0001 | Servo-S | 30329 | 2014-05-16 | Warrenty | 2014-05-16 | 2016-05-15 |  | Maquet |  | x |  |  |  |  | 700000.375 | Expiratory Casset
694 | NIU | Patient Warmer | HYD-BME-0514-BN-NIU-PAW-0000 | 775 | 53373 | 2014-05-12 |  |  |  |  | Bair Hugger |  | x |  |  |  |  | 75999
695 | NIU | Patient Warmer | HYD-BME-0514-BN-NIU-PAW-0000 | 775 | 53375 | 2014-05-12 |  |  |  |  | Bair Hugger |  | x |  |  |  |  | 75999
696 | NIU | EMG/EP | HYD-BME-1010-BN-NIU-EMG-0000 | Viking Quest | OL100180G | 2010-08-10 | AMC | 2014-10-08 | 2015-10-07 | 20356 | Alliance Biomedica PVT LTD |  | X |  |  |  |  | 1212855
697 | NIU | Infusion Pump | HYD-BME-0514-BN-NIU-INF-0000 | Infusomat P | 95542 | 2014-05-06 | Warrenty | 2014-05-06 | 2017-05-05 |  | B Braun |  | x |  |  |  |  | 50400
698 | NIU | Infusion Pump | HYD-BME-0514-BN-NIU-INF-0000 | Infusomat P | 95543 | 2014-05-06 | Warrenty | 2014-05-06 | 2017-05-05 |  | B Braun |  | x |  |  |  |  | 50400
699 | NIU | Infusion Pump | HYD-BME-0514-BN-NIU-INF-0000 | Infusomat P | 95537 | 2014-05-06 | Warrenty | 2014-05-06 | 2017-05-05 |  | B Braun |  | x |  |  |  |  | 50400
700 | NIU | Infusion Pump | HYD-BME-0514-BN-NIU-INF-0000 | Infusomat P | 95539 | 2014-05-06 | Warrenty | 2014-05-06 | 2017-05-05 |  | B Braun |  | x |  |  |  |  | 50400
701 | NIU | Infusion Pump | HYD-BME-0514-BN-NIU-INF-0000 | Infusomat P | 94356 | 2014-05-06 | Warrenty | 2014-05-06 | 2017-05-05 |  | B Braun |  | x |  |  |  |  | 50400
702 | NIU | Syringe Pump | HYD-BME-0514-BN-NIU-SYR-0000 | Perfusor compact | 203905 | 2014-05-06 | Warrenty | 2014-05-06 | 2017-05-05 |  | B Braun |  | x |  |  |  |  | 33075
703 | NIU | Syringe Pump | HYD-BME-0514-BN-NIU-SYR-0000 | Perfusor compact | 203922 | 2014-05-06 | Warrenty | 2014-05-06 | 2017-05-05 |  | B Braun |  | x |  |  |  |  | 33075
704 | NIU | Syringe Pump | HYD-BME-0514-BN-NIU-SYR-0000 | Perfusor compact | 203906 | 2014-05-06 | Warrenty | 2014-05-06 | 2017-05-05 |  | B Braun |  | x |  |  |  |  | 33075
705 | NIU | Syringe Pump | HYD-BME-0514-BN-NIU-SYR-0000 | Perfusor compact | 203935 | 2014-05-06 | Warrenty | 2014-05-06 | 2017-05-05 |  | B Braun |  | x |  |  |  |  | 33075
706 | NIU | Syringe Pump | HYD-BME-0514-BN-NIU-SYR-0000 | Perfusor compact | 203949 | 2014-05-06 | Warrenty | 2014-05-06 | 2017-05-05 |  | B Braun |  | x |  |  |  |  | 33075
707 | NIU | Syringe Pump | HYD-BME-0514-BN-NIU-SYR-0000 | Perfusor compact | 203916 | 2014-05-06 | Warrenty | 2014-05-06 | 2017-05-05 |  | B Braun |  | x |  |  |  |  | 33075
708 | NIU | Syringe Pump | HYD-BME-0514-BN-NIU-SYR-0000 | Perfusor compact | 203947 | 2014-05-06 | Warrenty | 2014-05-06 | 2017-05-05 |  | B Braun |  | x |  |  |  |  | 33075
709 | NIU | Syringe Pump | HYD-BME-0514-BN-NIU-SYR-0000 | Perfusor compact | 203939 | 2014-05-06 | Warrenty | 2014-05-06 | 2017-05-05 |  | B Braun |  | x |  |  |  |  | 33075
710 | NIU | Syringe Pump | HYD-BME-0514-BN-NIU-SYR-0000 | Perfusor compact | 203946 | 2014-05-06 | Warrenty | 2014-05-06 | 2017-05-05 |  | B Braun |  | x |  |  |  |  | 33075
711 | NIU | Syringe Pump | HYD-BME-0514-BN-NIU-SYR-0000 | Perfusor compact | 203951 | 2014-05-06 | Warrenty | 2014-05-06 | 2017-05-05 |  | B Braun |  | x |  |  |  |  | 33075
712 | NIU | Syringe Pump | HYD-BME-0514-BN-NIU-SYR-0000 | Perfusor compact | 203918 | 2014-05-06 | Warrenty | 2014-05-06 | 2017-05-05 |  | B Braun |  | X |  |  |  |  | 33075
713 | NIU | Syringe Pump | HYD-BME-0514-BN-NIU-SYR-0000 | Perfusor compact | 203932 | 2014-05-06 | Warrenty | 2014-05-06 | 2017-05-05 |  | B Braun |  | x |  |  |  |  | 33075
714 | NIU | Syringe Pump | HYD-BME-0514-BN-NIU-SYR-0000 | Perfusor compact | 203933 | 2014-05-06 | Warrenty | 2014-05-06 | 2017-05-05 |  | B Braun |  | x |  |  |  |  | 33075
715 | NIU | Syringe Pump | HYD-BME-0514-BN-NIU-SYR-0000 | Perfusor compact | 203898 | 2014-05-06 | Warrenty | 2014-05-06 | 2017-05-05 |  | B Braun |  | x |  |  |  |  | 33075
716 | NIU | Syringe Pump | HYD-BME-0514-BN-NIU-SYR-0000 | Perfusor compact | 203948 | 2014-05-06 | Warrenty | 2014-05-06 | 2017-05-05 |  | B Braun |  | x |  |  |  |  | 33075
717 | NIU | Syringe Pump | HYD-BME-0514-BN-NIU-SYR-0000 | Perfusor compact | 203929 | 2014-05-06 | Warrenty | 2014-05-06 | 2017-05-05 |  | B Braun |  | x |  |  |  |  | 33075
718 | NIU | Syringe Pump | HYD-BME-0514-BN-NIU-SYR-0000 | Perfusor compact | 203901 | 2014-05-06 | Warrenty | 2014-05-06 | 2017-05-05 |  | B Braun |  | x |  |  |  |  | 33075
719 | NIU | Syringe Pump | HYD-BME-0514-BN-NIU-SYR-0000 | Perfusor compact | 203938 | 2014-05-06 | Warrenty | 2014-05-06 | 2017-05-05 |  | B Braun |  | x |  |  |  |  | 33075
720 | NIU | Syringe Pump | HYD-BME-0514-BN-NIU-SYR-0000 | Perfusor compact | 203910 | 2014-05-06 | Warrenty | 2014-05-06 | 2017-05-05 |  | B Braun |  | x |  |  |  |  | 33075
721 | NIU | Syringe Pump | HYD-BME-0514-BN-NIU-SYR-0000 | Perfusor compact | 203942 | 2014-05-06 | Warrenty | 2014-05-06 | 2017-05-05 |  | B Braun |  | x |  |  |  |  | 33075
722 | NIU | Monitor | HYD-BME-0714-BN-NIU-MON-0000 | Mp-20 | DE80184712 | 2014-07-07 | warrenty | 2014-07-07 | 2015-07-06 |  | Philips |  | x |  |  |  |  | 185000
723 | NIU | Monitor | HYD-BME-0714-BN-NIU-MON-0000 | Mp-20 | DE80184730 | 2014-07-07 |  |  |  |  | Philips |  | 2017-07-04 |  |  |  |  | 285000
724 | NIU | Monitor | HYD-BME-0714-BN-NIU-MON-0000 | Mp-20 | DE80184751 | 2014-07-07 |  |  |  |  | Philips |  | x |  |  |  |  | 185000
725 | NIU | Monitor | HYD-BME-0714-BN-NIU-MON-0000 | Mp-20 | DE80184742 | 2014-07-07 |  |  |  |  | Philips |  | x |  |  |  |  | 185000
726 | NIU | Monitor | HYD-BME-0714-BN-NIU-MON-0000 | Mp-20 | DE80184694 | 2014-07-07 |  |  |  |  | Philips |  | 2017-07-04 |  |  |  |  | 185000
727 | NIU | Monitor | HYD-BME-0714-BN-NIU-MON-0000 | Mp-20 | DE80184695 | 2014-07-07 |  |  |  |  | Philips |  | x |  |  |  |  | 185000
728 | NIU | Monitor | HYD-BME-0714-BN-NIU-MON-0000 | Mp-20 | DE80184726 | 2014-07-07 |  |  |  |  | Philips |  | x |  |  |  |  | 185000
729 | NIU | Monitor | HYD-BME-0714-BN-NIU-MON-0000 | Mp-20 | DE80184744 | 2014-07-07 |  |  |  |  | Philips |  | x |  |  |  |  | 185000
730 | NIU | Monitor | HYD-BME-0714-BN-NIU-MON-0000 | Mp-20 | DE80184721 | 2014-07-07 |  |  |  |  | Philips |  | X |  |  |  |  | 185000
731 | NIU | Monitor | HYD-BME-0714-BN-NIU-MON-0000 | Mp-20 | DE80184696 | 2014-07-07 |  |  |  |  | Philips |  | x |  |  |  |  | 285000
732 | NIU | Monitor | HYD-BME-0714-BN-NIU-MON-0000 | Mp-20 | DE80184746 | 2014-07-07 |  |  |  |  | Philips |  | 2017-07-04 |  |  |  |  | 185000
733 | NIU | Monitor | HYD-BME-0714-BN-NIU-MON-0000 | Mp-20 | DE80184752 | 2014-07-07 |  |  |  |  | Philips |  | x |  |  |  |  | 185000
734 | NIU | ECG Machine | HYD-BME-0714-BN-NIU-ECG-0000 | TC-20 | CN61405035 | 2014-07-24 |  |  |  |  | Philips |  | x |  |  |  |  | 145000
735 | NIU | Defibrillator | HYD-BME-0114-BN-NIU-DEF-0000 | Heart start XL | US00604079 | 2014-01-02 |  |  |  |  | Philips |  | x |  |  |  |  | 175000
736 | NIU | Ultrsound | HYD-BME-0714-BN-NIU-USG-0000 | CX-30 | 201406213 | 2014-07-07 |  |  |  |  | Philips |  | x |  |  |  |  | 1400000
737 | NIU | Trans cranial color doppler | HYD-BME-0714-BN-NIU-TCD-0000 | NICOLET | TD140340M | 2014-07-07 |  |  |  |  | NATUS |  | x |  |  |  |  | 29000
738 | NIU | EEG ICU MONITOR | HYD-BME-0714-BN-NIU-EEG-0000 | NICOLET MONITOR | UR140143M | 2014-07-07 |  |  |  |  | NATUS |  | x |  |  |  |  | 43200
739 | NIU | Video EEG system | HYD-BME-0714-BN-NIU-EEG-0000 | c64x2 | TR140149M | 2014-07-07 |  |  |  |  | NATUS |  | x |  |  |  |  | 83800
740 | NIU | SCD M/C | HYD-BME-0714-BN-NIU-SCD-0000 | Kendal | SN1600976 | 2016-09-10 |  |  |  |  | Covidien |  | x |  |  |  |  | 90000
741 | NIU | SCD M/C | HYD-BME-0714-BN-NIU-SCD-0000 | Kendal | SN1600979 | 2016-09-10 |  |  |  |  | Covidien |  | x |  |  |  |  | 90000
742 | NIU | SCD M/C | HYD-BME-0714-BN-NIU-SCD-0000 | Kendal | SN1600957 | 2016-09-10 |  |  |  |  | Covidien |  | x |  |  |  |  | 90000
743 | NIU | SCD M/C | HYD-BME-0714-BN-NIU-SCD-0000 | Kendal | SN1600956 | 2016-09-10 |  |  |  |  | Covidien |  | x |  |  |  |  | 90000
744 | NIU | SCD M/C | HYD-BME-0714-BN-NIU-SCD-0000 | Kendal | SN1600959 | 2016-09-10 |  |  |  |  | Covidien |  | x |  |  |  |  | 90000
745 | NIU | Blood Warmer | HYD-BME-0514-BN-NIU-BLW-0000 | ETTF11 | 110301091 | 2014-07-07 | Warrenty |  |  |  | Star Medical |  | x |  |  |  |  | 55125
746 | NIU | Blood Warmer | HYD-BME-0514-BN-NIU-BLW-0000 | ETTF11 | 110301090 | 2014-07-07 | Warrenty |  |  |  | Star Medical |  | x |  |  |  |  | 55125
747 | NIU | Blood Warmer | HYD-BME-0514-BN-NIU-BLW-0000 | ETTF11 | 110301112 | 2014-07-07 | Warrenty |  |  |  | Star Medical |  | x |  |  |  |  | 55125
748 | NIU | Blood Warmer | HYD-BME-0514-BN-NIU-BLW-0000 | ETTF11 | 110301109 | 2014-07-07 | Warrenty |  |  |  | Star Medical |  | x |  |  |  |  | 55125
749 | NIU | Blood Warmer | HYD-BME-0514-BN-NIU-BLW-0000 | ETTF11 | 110301110 | 2014-07-07 | Warrenty |  |  |  | Star Medical |  | x |  |  |  |  | 55125
750 | NIU | Defibrilator | HYD-BME-0914-BN-NIU-DEF-0000 | DFM100 | CN32600077 | 2014-09-12 | warrenty | 2014-09-12 | 2015-09-11 |  | Philips |  | x |  |  |  |  | 180000
751 | NIU | Syringe pump | HYD-BME-0907-BN-NIU-SYR-0000 | Compact | 175030 | 2012-12-13 | Warrenty | 2013-06-25 | 2015-06-24 |  | B Braun |  | X |  |  |  |  | 30000
752 | NIU | Monitor | HYD-BME-0714-BN-NIU-MON-0000 | M-1000 | AQ23168983 | 2014-05-08 |  |  |  |  | Medaid | [6 empty] | 70000
753 | NIU | Syringe pump | HYD-BME-0514-BN-NIU-SYR-0000 | Compact | 203920 | 2014-05-06 |  |  |  |  | B Braun | [6 empty] | 33075
754 | NIU | Syringe pump | HYD-BME-0514-BN-NIU-SYR-0000 | Compact | 203921 | 2014-05-06 |  |  |  |  | B Braun | [6 empty] | 33075
755 | NIU | Syringe pump | HYD-BME-0514-BN-NIU-SYR-0000 | Compact | 203937 | 2014-05-06 |  |  |  |  | B Braun | [6 empty] | 33075
756 | NIU | Syringe pump | HYD-BME-0514-BN-NIU-SYR-0000 | Compact | 203925 | 2014-05-06 |  |  |  |  | B Braun | [6 empty] | 33075
757 | NIU | Syringe pump | HYD-BME-0514-BN-NIU-SYR-0000 | Compact | 203918 | 2014-05-06 |  |  |  |  | B Braun | [6 empty] | 33075
758 | NIU | Syringe pump | HYD-BME-0514-BN-NIU-SYR-0000 | Compact | 203931 | 2014-05-06 |  |  |  |  | B Braun | [6 empty] | 33075
759 | NIU | Syringe pump | HYD-BME-0514-BN-NIU-SYR-0000 | Compact | 203913 | 2014-05-06 |  |  |  |  | B Braun | [6 empty] | 33075
760 | NIU | Syringe pump | HYD-BME-0514-BN-NIU-SYR-0000 | Compact | 203927 | 2014-05-06 |  |  |  |  | B Braun | [6 empty] | 33075
761 | NIU | Infusion Pump | HYD-BME-0616-BN-NIU-SYR-0000 | Infusomat P | 112476 | 2016-06-09 |  |  |  |  | B Braun | [6 empty] | 50400
762 | NIU | Patient Warmer | HYD-BME-0514-BN-NIU-PAW-0000 | 775 | 53374 | 2014-05-12 |  |  |  |  | Bair Hugger | [6 empty] | 75999
763 | NIU | Bipap | HYD-BME-0515-BN-NIU-BIP-0000 | Harmony | 6027653 | 2013-10-03 |  |  |  |  | Respironics | [6 empty] | 80000
764 | ICU | Monitor | HYD-BME-1207-BN-ICU-MON-0000 | Mec-2000 | CV7C100273 | 2007-12-20 |  |  |  |  | Emergent Meditech Pvt.LTd. (Make:Mindray) |  |  |  | X |  |  | 72500 | ECG 3 lead cable SPO2 probe + Ext, NIBP cable+cuff
765 | ICU | Monitor | HYD-BME-1207-BN-ICU-MON-0000 | Mec-2000 | CV7C100274 | 2007-12-20 |  |  |  |  | Emergent Meditech Pvt.LTd. (Make:Mindray) |  |  |  | X |  |  | 72500 | ECG 3 lead cable SPO2 probe + Ext, NIBP cable+cuff
766 | ICU | Monitor | HYD-BME-1207-BN-ICU-MON-0000 | Mec-2000 | CV7C100275 | 2007-12-20 |  |  |  |  | Emergent Meditech Pvt.LTd. (Make:Mindray) |  |  |  | X |  |  | 72500 | ECG 3 lead cable SPO2 probe + Ext, NIBP cable+cuff
767 | ICU | Monitor | HYD-BME-1207-BN-ICU-MON-0000 | Mec-2000 | CV7C100277 | 2007-12-20 |  |  |  |  | Emergent Meditech Pvt.LTd. (Make:Mindray) |  |  |  | X |  |  | 72500 | ECG 3 lead cable SPO2 probe + Ext, NIBP cable+cuff
768 | ICU | Monitor | HYD-BME-1207-BN-ICU-MON-0000 | MEC-2000 | CV93101331 | 2009-04-21 |  |  |  |  | MINDRAY |  |  |  | X |  |  | 72500
769 | ICU | Monitor | HYD-BME-1207-BN-ICU-MON-0000 | V24C | 4006A92357 | 2001-01-01 |  |  |  |  | Philips |  |  |  | X |  |  | 297500
770 | ICU | Monitor | HYD-BME-1207-BN-ICU-MON-0000 | G-30 | CA32714112 | 2015-01-19 | 2015-01-19 | 2016-01-18 |  |  | Goldway |  |  |  | X |  |  | 80000
771 | ICU | Monitor | HYD-BME-1207-BN-ICU-MON-0000 | G-30 | CA32714109 | 2015-01-19 | 2015-01-19 | 2016-01-18 |  |  | Goldway |  |  |  | X |  |  | 80000
772 | ICU | Monitor | HYD-BME-1207-BN-ICU-MON-0000 | G-30 | CA32714114 | 2015-01-19 | 2015-01-19 | 2016-01-18 |  |  | Goldway |  |  |  | X |  |  | 80000
773 | ICU | Monitor | HYD-BME-1207-BN-ICU-MON-0000 | G-30 | CA32714116 | 2015-01-19 | 2015-01-19 | 2016-01-18 |  |  | Goldway |  |  |  | X |  |  | 80000
774 | ICU | Monitor | HYD-BME-1207-BN-ICU-MON-0000 | G-30 | CA32714115 | 2015-01-19 | 2015-01-19 | 2016-01-18 |  |  | Goldway |  |  |  | X |  |  | 80000
775 | ICU | Defibrillator | HYD-BME-1207-BN-ICU-DEF-0000 | HeartstartXL | US00462456 | 2007-12-30 | 2015-04-01 | 2016-03-31 | 13580 |  | Philips |  |  |  | X |  |  | 175000 | 3 lead cable
776 | ICU | Syringe Pump | HYD-BME-0101-BN-ICU-SYR-0000 | Injectomat | 19710964 | 2010-09-09 |  |  |  |  | Fresinius |  |  |  | X |  |  | 25640
777 | ICU | Syringe Pump | HYD-BME-0101-BN-ICU-SYR-0000 | COMPACT | 161857 | 2011-08-14 |  |  |  |  | B.BRAUN |  |  |  | X |  |  | 33075
778 | ICU | Syringe Pump | HYD-BME-0101-BN-ICU-SYR-0000 | Perfusor compact | 203907 | 2014-05-06 | 2014-05-06 | 2017-05-05 |  |  | B Braun |  |  | Working | X |  |  | 33075
779 | ICU | Syringe pump | HYD-BME-0101-BN-ICU-SYR-0000 | Compact | 56854 | 2001-01-01 |  |  |  |  | Bbraun |  |  |  | X |  |  | 33075
780 | ICU | Syringe pump | HYD-BME-0101-BN-ICU-SYR-0000 | Compact | 90778 | 2000-07-01 |  |  |  |  | Bbraun |  |  |  | X |  |  | 33075
781 | ICU | Syringe pump | HYD-BME-0101-BN-ICU-SYR-0000 | Compact | 203924 | 2015-05-06 |  |  |  |  | Bbraun |  |  |  | X |  |  | 33075
782 | ICU | Bipap | HYD-BME-1013-BN-ICU-BIP-0000 | Respironics Harmony | 6028028 | 2013-10-03 | 2013-10-03 | 2016-10-02 |  |  | Philips |  |  |  | X |  |  | 80000
783 | ICU | ECG Machine | HYD-BME-0714-BN-ICU-ECG-0000 | TC-20 | CN61405037 | 2014-07-07 | 2014-07-07 | 2015-07-06 |  |  | Philips |  |  |  | X |  |  | 145000
784 | ICU | Defibrillator | HYD-BME-0101-BN-ICU-DEF-0000 | Heart Start XL | US00445905 | 2006-09-21 | 2015-04-01 | 2016-03-31 | 16124 |  | Philips |  |  |  | X |  |  | 175000 | 3 lead ECG cable Without Pacer
785 | ICU | Ventilator | HYD-BME-0101-BN-ICU-VEN-0000 | Servo S | 35949 | 2016-01-11 |  |  |  |  | Maquet |  |  |  | X |  |  | 700000
786 | ICU | Infusion Pump | HYD-BME-0101-BN-ICU-INF-0000 | Optima VS | 20041829 | 2010-09-09 |  |  |  |  | Fresenius Kabi |  |  |  | X |  |  | 48060
787 | ICU | Monitor | HYD-BME-1207-BN-ICU-MON-0000 | Mec-2000 | CV7C100283 | 2007-12-20 |  |  |  |  | MINDRAY | [6 empty] | 72500
788 | ICU | Syringe pump | HYD-BME-0101-BN-ICU-SYR-0000 | Compact | 174695 | 2012-07-11 |  |  |  |  | Bbraun | [6 empty] | 33075
789 | ICU | Syringe Pump | HYD-BME-0101-BN-ICU-SYR-0000 | Injectomat Agilia | 20402093 | 2009-03-02 | 19710964 | 19710964 | 19710964 | 19710964 | Fresinius |  | 19710964 | 19710964 | 19710964 | 19710964 |  | 25640
790 | ICU | Syringe pump | HYD-BME-0312-BN-ICU-SYR-0000 | Compact | 204340 | 2012-03-01 |  |  |  |  | Bbraun | [6 empty] | 33075
791 | ICU | Syringe pump | HYD-BME-0101-BN-ICU-SYR-0000 | Compact |  | 2001-01-01 |  |  |  |  | Bbraun | [6 empty] | 33075
792 | ICU | Infusion Pump | HYD-BME-0101-BN-ICU-SYR-0000 | Infusomat | 31424 | 2001-01-01 |  |  |  |  | Bbraun | [6 empty] | 40000
793 | ICU | Infusion Pump | HYD-BME-0101-BN-ICU-SYR-0000 | Infusomat | 31302 | 2001-01-01 |  |  |  |  | Bbraun | [6 empty] | 40000
794 | MI1 | Monitor (Under Replacement) | HYD-BME-0101-BN-MIC-MON-0000 | V24C | 4006A98299 | 2001-01-01 |  |  |  |  | Philips |  |  |  | X |  |  | 297500
795 | MI1 | Monitor (Under Replacement) | HYD-BME-1505-BN-MIC-MON-0000 | V24C | 4006A92376 | 2005-01-15 |  |  |  |  | Philips |  |  |  | X |  |  | 297500
796 | MI1 | Monitor (Under Replacement) | HYD-BME-0201-BN-MIC-MON-0000 | V24C | 4006A78092 | 2001-02-01 |  |  |  |  | Philips |  |  |  | 2016-03-10 |  |  | 297500
797 | MI1 | Monitor | HYD-BME-0101-BN-MIC-MON-0000 | MP20 | DE50403507 | 2001-01-01 | 2015-04-01 | 2016-03-31 | 15011 |  | Philips |  |  |  | X |  |  | 135000 | ECG, SPO2, NIBP
798 | MI1 | Monitor | HYD-BME-0112-BN-MIC-MON-0000 | MP 20 | DE72864837 | 2012-01-16 |  |  |  |  | Philips |  |  |  | X |  |  | 185000 | ECG, SPO2, NIBP, IBP
799 | MI1 | Monitor | HYD-BME-0112-BN-MIC-MON-0000 | MP 20 | DE72864842 | 2012-01-16 | 2015-04-01 | 2016-03-31 | 16674 |  | Philips |  |  |  | X |  |  | 185000 | ECG, SPO2, NIBP, IBP
800 | MI1 | Monitor | HYD-BME-0112-BN-MIC-MON-0000 | MP 20 | DE72864885 | 2012-01-16 | 2015-04-01 | 2016-03-31 | 16674 |  | Philips |  |  |  | X |  |  | 185000 | ECG, SPO2, NIBP, IBP
801 | MI1 | Monitor | HYD-BME-0112-BN-MIC-MON-0000 | MP 20 | DE72864893 | 2012-01-16 | 2015-04-01 | 2016-03-31 | 16674 |  | Philips |  |  |  | X |  |  | 185000 | ECG, SPO2, NIBP, IBP
802 | MI1 | Monitor | HYD-BME-0112-BN-MIC-MON-0000 | MP 20 | DE72864884 | 2012-01-16 | 2015-04-01 | 2016-03-31 | 16674 |  | Philips |  |  |  | X |  |  | 185000 | ECG, SPO2, NIBP, IBP
803 | MI1 | Monitor | HYD-BME-0713-BN-MIC-MON-0000 | MP 20 | DE72876067 | 2013-07-03 | 2013-03-07 | 2014-02-07 |  |  | Philips |  |  |  | X |  |  | 185000 | ECG, SPO2, NIBP, IBP
804 | MI1 | Monitor | HYD-BME-0713-BN-MIC-MON-0000 | MP 20 | DE72876042 | 2013-07-03 | 2013-03-07 | 2014-02-07 |  |  | Philips |  |  |  | X |  |  | 185000 | ECG, SPO2, NIBP, IBP
805 | MI1 | Monitor | HYD-BME-0713-BN-MIC-MON-0000 | MP 20 | DE72876057 | 2013-07-03 | 2013-03-07 | 2014-02-07 |  |  | Philips |  |  |  | X |  |  | 185000 | ECG, SPO2, NIBP, IBP
806 | MI1 | Monitor | HYD-BME-0713-BN-MIC-MON-0000 | MP 20 | DE72876043 | 2013-07-03 | 2013-03-07 | 2014-02-07 |  |  | Philips |  |  |  | X |  |  | 185000 | ECG, SPO2, NIBP, IBP
807 | MI1 | Monitor | HYD-BME-1213-BN-MIC-MON-0000 | MP-20 | DE80180492 | 30/12/2013 | 2013-12-31 | 2014-12-30 |  |  | Philips |  |  |  | X |  |  | 185000 | ECG, SPO2, NIBP, IBP
808 | MI1 | Monitor | HYD-BME-1213-BN-MIC-MON-0000 | MP-20 | DE80180732 | 30/12/2013 | 2013-12-31 | 2014-12-30 |  |  | Philips |  |  |  | X |  |  | 185000 | ECG, SPO2, NIBP, IBP
809 | MI1 | Defibrillator with Pacer | HYD-BME-0101-BN-MIC-DEF-0000 | Heart Start XL | US00231850 | 2001-01-01 | 2015-04-01 | 2016-03-31 | 16980 |  | Philips |  |  |  | X |  |  | 175000 | ECG 3 lead Cable
810 | MI1 | Defibrillator | HYD-BME-1108-BN-MIC-DEF-0000 | Heart Start XL | US00466933 | 2008-11-28 | 2015-04-01 | 2016-03-31 | 12345 |  | Philips |  |  |  | 2017-03-09 |  |  | 140000 | ECG 3 lead Cable
811 | MI1 | Defibrillator | HYD-BME-0114-BN-MIC-DEF-0000 | Heart Start XL | US00604080 | 2014-01-02 | 2015-04-01 | 2016-03-31 | 10003 |  | Philips |  |  |  | X |  |  | 140000 | ECG 3 lead Cable
812 | MI1 | Syringe Pump | HYD-BME-0713-BN-MIC-SYR-0000 | Compact | 190615 | 2013-07-26 | 2013-07-26 | 2016-07-25 |  |  | B Braun |  |  |  | X |  |  | 30000
813 | MI1 | Syringe Pump | HYD-BME-0713-BN-MIC-SYR-0000 | Compact | 205492 | 2013-07-01 |  |  |  |  | B Braun |  |  |  | X |  |  | 30000
814 | MI1 | Syringe Pump | HYD-BME-0115-BN-MIC-SYR-0000 | Compact | 209370 | 2015-01-03 | 2015-01-03 | 2018-01-02 |  | Working | B Braun |  |  |  | X |  |  | 32550
815 | MI1 | Syringe Pump | HYD-BME-1212-BN-MIC-SYR-0000 | Compact | 171458 | 2012-12-13 | 2012-12-13 | 2015-12-12 |  |  | B Braun |  |  |  | X |  |  | 31500
816 | MI1 | Syringe Pump | HYD-BME-1212-BN-MIC-SYR-0000 | Compact | 171624 | 2012-12-13 | 2012-12-13 | 2015-12-12 |  |  | B Braun |  |  |  | X |  |  | 31500
817 | MI1 | Syringe Pump | HYD-BME-1212-BN-MIC-SYR-0000 | Compact | 171647 | 2012-12-13 | 2012-12-13 | 2015-12-12 |  |  | B Braun |  |  |  | X |  |  | 31500
818 | MI1 | Syringe Pump | HYD-BME-1112-BN-MIC-SYR-0000 | Compact | 174818 | 2012-11-02 | 2012-11-02 | 2015-11-01 |  |  | B Braun |  |  |  | X |  |  | 31500
819 | MI1 | Syringe Pump | HYD-BME-1112-BN-MIC-SYR-0000 | Compact | 174824 | 2012-11-02 | 2012-11-02 | 2015-11-01 |  |  | B Braun |  |  |  | X |  |  | 31500
820 | MI1 | Syringe Pump | HYD-BME-1212-BN-MIC-SYR-0000 | Compact | 174672 | 2012-12-13 |  |  |  |  | B Braun |  |  |  | X |  |  | 31500
821 | MI1 | Syringe Pump | HYD-BME-1212-BN-MIC-SYR-0000 | Compact | 174698 | 2012-12-13 |  |  |  |  | B Braun |  |  |  | X |  |  | 31500
822 | MI1 | Syringe Pump | HYD-BME-1212-BN-MIC-SYR-0000 | Compact | 171629 | 2012-12-13 |  |  |  |  | B Braun |  |  |  | X |  |  | 31500
823 | MI1 | Syringe Pump | HYD-BME-0713-BN-MIC-SYR-0000 | Compact | 190676 | 2013-07-26 | 2013-07-26 | 2016-07-25 |  |  | B Braun |  |  |  | X |  |  | 30000
824 | MI1 | Syringe Pump | HYD-BME-0713-BN-MIC-SYR-0000 | Compact | 190642 | 2013-07-26 | 2013-07-26 | 2016-07-25 |  |  | B Braun |  |  |  | X |  |  | 30000
825 | MI1 | Syringe Pump | HYD-BME-1214-BN-MIC-SYR-0000 | Compact | 204554 | 22/12/2014 | 22/12/2014 | 21/12/2017 |  |  | B Braun |  |  |  | X |  |  | 32550
826 | MI1 | Syringe Pump | HYD-BME-1214-BN-MIC-SYR-0000 | Compact | 204374 | 22/12/2014 | 22/12/2014 | 21/12/2017 |  |  | B Braun |  |  |  | X |  |  | 32550
827 | MI1 | Syringe Pump | HYD-BME-1214-BN-MIC-SYR-0000 | Compact | 204563 | 22/12/2014 | 22/12/2014 | 21/12/2017 |  |  | B Braun |  |  |  | X |  |  | 32550
828 | MI1 | Syringe Pump | HYD-BME-1214-BN-MIC-SYR-0000 | Compact | 204581 | 22/12/2014 | 22/12/2014 | 21/12/2017 |  |  | B Braun |  |  |  | X |  |  | 32550
829 | MI1 | Syringe Pump | HYD-BME-0713-BN-MIC-SYR-0000 | Compact | 190629 | 2013-07-07 |  |  |  |  | B Braun | [6 empty] | 32550
830 | MI1 | Syringe Pump | HYD-BME-0713-BN-MIC-SYR-0000 | Compact | 190615 | 2013-07-26 |  |  |  |  | B Braun | [6 empty] | 32550
831 | MI1 | Syringe Pump | HYD-BME-0713-BN-MIC-SYR-0000 | Compact | 190629 | 2013-07-26 |  |  |  |  | B Braun | [6 empty] | 32550
832 | MI1 | Syringe Pump | HYD-BME-0910-BN-MIC-SYR-0000 | Injectomat | 21003084 | 2010-09-09 |  |  |  |  | Fresenius Kabi |  |  |  | X |  |  | 27500
833 | MI1 | Syringe Pump | HYD-BME-0606-BN-MIC-SYR-0000 | Injectomat | 19710521 | 2006-06-24 |  |  |  |  | Fresenius Kabi | [6 empty] | 27500
834 | MI1 | Infusion Pump | HYD-BME-0509-BN-MIC-INF-0000 | Infusomat P | 52614 | 2009-05-25 |  |  |  |  | B Braun |  |  |  | X |  |  | 55000
835 | MI1 | Infusion Pump | HYD-BME-0101-BN-MIC-INF-0000 | Infusomat P | 20488 | 2001-01-01 |  |  |  |  | B Braun |  |  |  | X |  |  | 55000
836 | MI1 | Infusion Pump | HYD-BME-0213-BN-MIC-INF-0000 | Infusomat P | 83927 | 2013-02-20 | 2013-02-20 | 2016-02-19 |  |  | B Braun |  |  |  | X |  |  | 55000
837 | MI1 | SCD | HYD-BME-0216-BN-MIC-SCD-0000 | Kendall | SN1501752 | 2016-02-04 |  |  |  |  | Covidien |  |  |  | X |  |  | 95000
838 | MI1 | SCD | HYD-BME-0216-PC-MIC-SCD-0000 | Kendall | SN1501751 | 2016-02-04 |  |  |  |  | Covidien |  |  |  | X |  |  | 95000
839 | MI1 | SCD | HYD-BME-0409-PC-MIC-SCD-0000 | Kendall | V0841062 | 2009-04-10 |  |  |  |  | Covidien |  |  |  | X |  |  | 95000
840 | MI1 | Ventilator | HYD-BME-0806-PC-MIC-VEN-0000 | Servo S | 2329 | 2006-08-25 | 2015-04-01 | 2016-03-31 | 48944 |  | Maquet |  |  |  | X |  |  | 587100 | Expiratory Cassets
841 | MI1 | Ventilator | HYD-BME-0806-PC-MIC-VEN-0000 | Servo S | 2330 | 2006-08-25 | 2015-04-01 | 2016-03-31 | 48944 |  | Maquet |  |  |  | X |  |  | 587100 | Expiratory Cassets
842 | MI1 | Ventilator | HYD-BME-0101-PC-MIC-VEN-0000 | Servo S | 2335 | 2001-01-01 | 2015-04-01 | 2016-03-31 | 48944 |  | Maquet |  |  |  | X |  |  | 587100 | Expiratory Cassets
843 | MI1 | Ventilator | HYD-BME-0806-PC-MIC-VEN-0000 | Servo S | 2337 | 2006-08-25 | 2015-04-01 | 2016-03-31 | 48944 |  | Siemens |  |  |  | X |  |  | 528572 | Expiratory Cassets
844 | MI1 | Ventilator | HYD-BME-0906-PC-MIC-VEN-0000 | Servo S | 4568 | 2006-09-12 | 2015-04-01 | 2016-03-31 | 48944 |  | Siemens |  |  |  | X |  |  | 528572 | Expiratory Cassets
845 | MI1 | Ventilator | HYD-BME-0906-PC-MIC-VEN-0000 | Servo S | 4569 | 2006-09-12 | 2015-04-01 | 2016-03-31 | 48944 |  | Maquet |  |  |  | X |  |  | 587100 | Expiratory Cassets
846 | MI1 | Ventilator | HYD-BME-1108-PC-MIC-VEN-0000 | Servo S | 8578 | 2008-11-11 | 2015-04-01 | 2016-03-31 | 48944 |  | Maquet |  |  |  | X |  |  | 575000 | Expiratory Cassets
847 | MI1 | Ventilator | HYD-BME-0707-PC-MIC-VEN-0000 | Servo S | 6301 | 2007-07-07 | 2015-04-01 | 2016-03-31 | 48944 |  | Maquet |  |  |  | X |  |  | 542975 | Expiratory Cassets
848 | MI1 | Ventilator | HYD-BME-0112-PC-MIC-VEN-0000 | Servo S | 20821 | 2012-01-07 |  |  |  |  | Maquet | [6 empty] | 699999 | Expiratory Cassets
849 | MI1 | Ventilator | HYD-BME-1113-PC-MIC-VEN-0000 | Servo I | 4276 | 2013-11-13 | 2012-01-10 | 2014-01-09 |  |  | Maquet |  |  |  | X |  |  | 542975 | Expiratory Cassets
850 | MI1 | Ventilator | HYD-BME-0112-PC-MIC-VEN-0000 | Servo S | 20823 | 2012-01-07 | 2012-01-07 | 2014-01-06 |  |  | Maquet |  |  |  | X |  |  | 699999 | Expiratory Cassets
851 | MI1 | Pacemaker | HYD-BME-0101-BN-MIC-PAC-0000 | 5348 | PEP014351P | 2001-01-01 |  |  |  |  | Medtronic |  |  |  | X |  |  | 87000
852 | MI1 | Bronchoscopy System (Processor with Light Source) | HYD-BME-0211-BN-MIC-ENS-0000 | CV-150 | 7932435 | 2011-02-08 |  |  |  |  | Olympus |  |  |  | X |  |  | 931500
853 | MI1 | ECMO | HYD-BME-1212-BN-MIC-ECM-0000 | HV35 | 90430590 | 2012-12-29 | 2012-12-29 | 2013-12-28 |  |  | Maquet |  |  |  | X |  |  | 2625000 | Rotaflow Console S/N: 90430590 Heater unit S/N:9004218 Air oxygen blendor S/N:69798 Rotaflow drive S/N:91061851
854 | MI1 | Blood Warmer | HYD-BME-0313-BN-MIC-BLW-0000 |  | 110302848 | 2013-03-30 | 2013-03-30 | 2014-03-29 |  |  | Star Medical |  |  |  | X |  |  | 29925
855 | MI1 | Enteral Feeding pump | HYD-BME-0811-BN-MIC-EFP-0000 | Applix Smart | 21007955 | 2011-08-12 |  |  |  |  | Fresenius Kabi |  |  |  | X |  |  | 60000
856 | MI1 | Enteral Feeding Pump | HYD-BME-0112-BN-MIC-EFP-0000 | Applix Smart | 21007954 | 2012-01-16 |  |  |  |  | Fresenius Kabi |  |  |  | X |  |  | 60000
857 | MI1 | Enteral Feeding pump | HYD-BME-0811-BN-MIC-EFP-0000 | Applix Smart | 21090827 | 2011-08-12 |  |  |  |  | Fresenius Kabi |  |  |  | X |  |  | 60000
858 | MI1 | Enteral Feeding pump | HYD-BME-0811-BN-MIC-EFP-000-0 | Applix Smart | 27941850 | 2011-08-12 |  |  |  |  | Fresenius Kabi | [6 empty] | 60000
859 | MI1 | ECG Machine | HYD-BME-0714-BN-MIC-ECG-0000 | TC-20 | CN61405036 | 2014-07-24 | 2014-07-24 | 2015-07-01 |  |  | Philips |  |  |  | X |  |  | 120000
860 | MI1 | Ultrasound | HYD-BME-1013-BN-MIC-USP-0000 | M Turbo | WK1YP5 | 2013-10-22 |  |  |  |  | Sonosite |  |  |  | X |  |  | 1500000 | 1. Convex Probe : 5-2 MHz 2. Sector Probe : 5-1 MHz 3. Linear Probe : 13-6 Mhz
861 | MI1 | Bubble CPAP | HYD-BME-1016-BN-MIC-BCP-0000 | Air VO2 I Flow | 1503310R766 | 2016-10-01 |  |  |  |  | Fisher & Paykle |  |  |  | X |  |  | 260000
862 | MI1 | Cardiac Output Monitor | HYD-BME-0409-BN-MIC-BCP-0000 | MHM1 (Vigelio Monitor) | VL010992 | 2009-04-06 |  |  |  |  | Edwards | [6 empty] | 700000 | OM2E Cable , APL09 Cable
863 | MI1 | Patient warmer | HYD-BME-1116-BN-MICPAW-0000 | Warmtouch | SP16040257 | 2016-11-24 |  |  |  |  | Covidien | [6 empty] | 75000 | 1.Adult blanket; 2.pediatric blanket with stand
864
865 | MI1 | Ventilator | HYD-BME-0605-PC-MIC-VEN-0000 | servo s | 2356 | 2005-06-30 |  |  |  |  | Maquet | [6 empty] | 563207 | Expiratory Cassets
866 | MI1 | Bipap Machine | HYD-BME-0515-BN-Mcu-BIP-0000 | Harmony | 6038600 | 2015-05-01 |  |  |  |  | Respironics | [6 empty] | 80000
867 | MI II | Monitor | HYD-BME-0509-BN-MIU-MON-0000 | M8001A | DE72844611 | 2009-05-08 | 350000 | CMC | 2015-04-01 | 2016-03-31 | Phillips |  |  | 2017-03-06 |  |  |  | 350000 | ECG, SPO2, NIBP, IBP, ETCO2
868 | MI II | Monitor | HYD-BME-0605-PC-MIU-MON-0000 | MP20 Junior | DE50405772 | 2005-06-28 | 140000 | CMC | 2015-04-01 | 2016-03-31 | Phillips |  |  | x |  |  |  | 260000 | ECG, SPO2, NIBP, IBP
869 | MI II | Monitor | HYD-BME-0715-BN-MIU-MON-0000 | MP-20 | DE48085943 | 30/7/2015 | 185000 | Warrenty | 2015-05-12 | 2016-05-11 | Phillips |  |  | x |  |  |  | 260000 | ECG, SPO2, NIBP, IBP
870 | MI II | Monitor | HYD-BME-0715-BN-MIU-MON-0000 | MP-20 | DE48085932 | 30/7/2015 | 185000 | Warrenty | 2015-05-12 | 2016-05-11 | Phillips |  |  | x |  |  |  | 260000 | ECG, SPO2, NIBP, IBP
871 | MI II | Monitor | HYD-BME-0715-BN-MIU-MON-0000 | MP-20 | DE48085911 | 30/7/2015 | 185000 | Warrenty | 2015-05-12 | 2016-05-11 | Phillips |  |  | x |  |  |  | 260000 | ECG, SPO2, NIBP, IBP
872 | MI II | Monitor | HYD-BME-0715-BN-MIU-MON-0000 | MP-20 | DE48085920 | 30/7/2015 | 185000 | Warrenty | 2015-05-12 | 2016-05-11 | Phillips |  |  | x |  |  |  | 260000 | ECG, SPO2, NIBP, IBP
873 | MI II | Monitor | HYD-BME-0715-BN-MIU-MON-0000 | MP-20 | DE48085962 | 30/7/2015 | 185000 | Warrenty | 2015-05-12 | 2016-05-11 | Phillips |  |  | x |  |  |  | 260000 | ECG, SPO2, NIBP, IBP
874 | MI II | Monitor | HYD-BME-0715-BN-MIU-MON-0000 | MP-20 | DE50403655 | 30/7/2015 | 185000 | CMC | 2015-04-01 | 2015-03-31 | Phillips |  |  | x |  |  |  | 260000 | ECG, SPO2, NIBP, IBP
875 | MI II | Monitor | HYD-BME-0715-BN-MIU-MON-0000 | MP-20 | DE48085935 | 30/7/2015 | 185000 | Warrenty | 2015-05-12 | 2016-05-11 | Phillips |  |  | x |  |  |  | 260000 | ECG, SPO2, NIBP, IBP
876 | MI II | Monitor | HYD-BME-0715-BN-MIU-MON-0000 | MP-20 | DE50405784 | 30/7/2015 | 185000 | Warrenty | 2015-05-12 | 2016-05-11 | Phillips |  |  | x |  |  |  | 260000 | ECG, SPO2, NIBP, IBP
877 | MI II | Monitor | HYD-BME-0715-BN-MIU-MON-0000 | MP-20 | DE48085979 | 30/7/2015 | 185000 | Warrenty | 2015-05-12 | 2016-05-11 | Phillips |  |  | x |  |  |  | 260000 | ECG, SPO2, NIBP, IBP
878 | MI II | Monitor | HYD-BME-0715-BN-MIU-MON-0000 | MP-20 | DE48085931 | 30/7/2015 | 185000 | Warrenty | 2015-05-12 | 2016-05-11 | Phillips |  |  | x |  |  |  | 260000 | ECG, SPO2, NIBP, IBP
879 | MI II | Syringe Pump | HYD-BME-0814-BN-MIU-SYR-0000 | Compact | 161680 | 18/8/2014 | 32550 | Warrenty | 22/12/2014 | 21/12/2017 | B Braun |  |  | X |  |  |  | 28000
880 | MI II | Syringe Pump | HYD-BME-0101-BN-MIU-SYR-0000 | Injectomat | 20015915 | 2001-01-01 | 25000 |  |  |  | Fresenius Kabi |  |  | X | working | stand by |  | 28000
881 | MI II | Syringe Pump | HYD-BME-1207-BN-MIU-SYR-0000 | Injectomat | 20079092 | 2007-12-27 | 25640 |  |  |  | Fresenius Kabi |  |  | x | Present in MICU-II |  |  | 28000
882 | MI II | Syringe Pump | HYD-BME-1111-BN-MIU-SYR-0000 | compact | 171749 | 2011-11-26 | 31500 | warranty | 2012-12-13 | 2015-12-12 | B Braun |  |  | x |  |  |  | 28000
883 | MI II | Syringe Pump | HYD-BME-0708-BN-MIU-SYR-0000 | Injectomat | 21001314 | 2008-07-30 | 23500 |  |  |  | Fresenius Kabi |  |  | x |  |  |  | 28000
884 | MI II | Syringe Pump | HYD-BME-0708-BN-MIU-SYR-0000 | Injectomat | 19710522 | 2008-07-30 | 23500 |  |  |  | Fresenius Kabi |  |  | x |  |  |  | 28000
885 | MI II | Syringe Pump | HYD-BME-1008-BN-MIU-SYR-0000 | Injectomat | 018090/20402076 | 2008-10-21 | 28000 |  |  |  | Fresenius Kabi |  |  | x |  |  |  | 28000
886 | MI II | Syringe Pump | HYD-BME-1008-BN-MIU-SYR-0000 | Injectomat | 018090/20402090 | 2008-10-21 | 28000 |  |  |  | Fresenius Kabi |  |  | x |  |  |  | 28000
887 | MI II | Syringe Pump | HYD-BME-1008-BN-MIU-SYR-0000 | Injectomat | 018090/20402084 | 2008-10-21 | 28000 |  |  |  | Fresenius Kabi |  |  | x |  |  |  | 28000
888 | MI II | Syringe Pump | HYD-BME-1008-BN-MIU-SYR-0000 | Injectomat | 018090/20402081 | 2008-10-21 | 28000 |  |  |  | Fresenius Kabi |  |  | x |  |  |  | 28000
889 | MI II | Syringe Pump | HYD-BME-1008-BN-MIU-SYR-0000 | Injectomat | 018090/20402089 | 2008-10-21 | 28000 |  |  |  | Fresenius Kabi |  |  | x |  |  |  | 28000
890 | MI II | Syringe Pump | HYD-BME-1008-BN-MIU-SYR-0000 | Injectomat | 018090/20402088 | 2008-10-21 | 28000 |  |  |  | Fresenius Kabi |  |  | x |  |  |  | 28000
891 | MI II | Syringe Pump | HYD-BME-1008-BN-MIU-SYR-0000 | Injectomat | 018090/20402078 | 2008-10-21 | 28000 |  |  |  | Fresenius Kabi |  |  | x |  |  |  | 28000
892 | MI II | Syringe Pump | HYD-BME-1008-BN-MIU-SYR-0000 | Injectomat | 20402086 | 2008-10-21 | 28000 |  |  |  | Fresenius Kabi |  |  | x |  |  |  | 28000
893 | MI II | Syringe Pump | HYD-BME-1008-BN-MIU-SYR-0000 | Injectomat | 20402075 | 2008-10-21 | 28000 |  |  |  | Fresenius Kabi |  |  | x |  |  |  | 28000
894 | MI II | Syringe Pump | HYD-BME-1008-BN-MIU-SYR-0000 | Compact | 188176 | 2012-10-22 | 32550 | Warrenty | 26/7/2013 | 25/7/2016 | B Braun |  |  | x |  |  |  | 28000
895 | MI II | Syringe Pump | HYD-BME-1214-BN-MIU-SYR-0000 | Compact | 209800 | 2014-12-24 | 32550 | Warrenty | 2015-01-03 | 2018-01-02 | B Braun |  |  | x |  |  |  | 28000
896 | MI II | Syringe Pump | HYD-BME-1214-BN-MIU-SYR-0000 | Compact | 209839 | 2014-12-24 | 32550 | Warrenty | 2015-01-03 | 2018-01-02 | B Braun |  |  | x |  |  |  | 28000
897 | MI II | Syringe Pump | HYD-BME-1214-BN-MIU-SYR-0000 | Compact | 209342 | 2014-12-24 | 32550 | Warrenty | 2015-01-03 | 2018-01-02 | B Braun |  |  | x |  |  |  | 28000
898 | MI II | Syringe pump | HYD-BME-0101-BN-MIU-SYR-0000 | Compact | 81511 | 2001-01-01 | 24600 |  |  |  | B Braun |  |  | x |  |  |  | 28000
899 | MI II | Syringe Pump | HYD-BME-1214-BN-MIU-SYR-0000 | Compact | 209835 | 2014-12-24 | 32550 | Warrenty | 2015-01-03 | 2018-01-02 | B Braun |  |  | x |  |  |  | 28000
900 | MI II | Syringe Pump | HYD-BME-1214-BN-MIU-SYR-0000 | Compact | 209807 | 2014-12-24 | 32550 | Warrenty | 2015-01-03 | 2018-01-02 | B Braun |  |  | x |  |  |  | 28000
901 | MI II | Syringe Pump | HYD-BME-1214-BN-MIU-SYR-0000 | Compact | 209386 | 2014-12-24 | 32550 | Warrenty | 2015-01-03 | 2018-01-02 | B Braun |  |  | x |  |  |  | 28000
902 | MI II | Syringe Pump | HYD-BME-1214-BN-MIU-SYR-0000 | Compact | 209802 | 2014-12-24 | 32550 | Warrenty | 2015-01-03 | 2018-01-02 | B Braun |  |  | x |  |  |  | 28000
903 | MI II | Syringe Pump | HYD-BME-1008-BN-MIU-SYR-0000 | Injectomat | 20402079 | 2008-10-21 | 28000 |  |  |  | Fresenius Kabi |  |  | x |  |  |  | 28000
904 | MI II | Syringe Pump | HYD-BME-1008-BN-MIU-SYR-0000 | Compact | 209365 | 2015-03-01 |  |  |  |  | B Braun | [6 empty] | 28000
905 | MI II | Syringe Pump | HYD-BME-1008-BN-MIU-SYR-0000 | Injectomat | 20402080 | 2008-10-21 |  |  |  |  | Fresenius Kabi | [6 empty] | 28000
906 | MI II | Syringe Pump | HYD-BME-1008-BN-MIU-SYR-0000 | Injectomat | 20402096 | 2008-10-21 |  |  |  |  | Fresenius Kabi | [6 empty] | 28000
907 | MI II | Infusion Pump | HYD-BME-1008-BN-MIU-SYR-0000 | Infusomat | 97669 | 2015-07-30 |  |  |  |  | B Braun | [6 empty] | 55000
908 | MI II | Infusion Pump | HYD-BME-1008-BN-MIU-SYR-0000 | Infusomat | 52753 | 2009-05-25 |  |  |  |  | B Braun | [6 empty] | 55000
909 | MI II | Infusion Pump | HYD-BME-1008-BN-MIU-SYR-0000 | Infusomat | 111610 | 2013-09-28 |  |  |  |  | B Braun | [6 empty] | 55000
910 | MI II | Infusion Pump | HYD-BME-1008-BN-MIU-SYR-0000 | Infusomat | 97698 | 2013-09-29 |  |  |  |  | B Braun | [6 empty] | 55000
911 | MI II | Infusion Pump | HYD-BME-0913-BN-MIU-INF-0000 | Infusomat | 91728 | 2013-09-28 | 50400 | warranty | 2014-02-08 | 2017-02-07 | B Braun |  |  | x |  |  |  | 50000
912 | MI II | Infusion Pump | HYD-BME-0910-BN-MIU-INF-0000 | Optima VS | 20041813 | 2010-09-09 | 48060 |  |  |  | Fresenius Kabi |  |  | x |  |  |  | 50000
913 | MI II | Infusion Pump | HYD-BME-0910-BN-MIU-INF-0000 | Optima VS | 20041818 | 2010-09-09 | 48060 |  |  |  | Fresenius Kabi |  |  | x |  |  |  | 50000
914 | MI II | Infusion Pump | HYD-BME-0910-BN-MIU-INF-0000 | Optima VS | 20041820 | 2010-09-09 | 48060 |  |  |  | Fresenius Kabi |  |  | x |  |  |  | 50000
915 | MI II | Infusion Pump | HYD-BME-0910-BN-MIU-INF-0000 | Optima VS | 20011316 | 2010-09-09 | 48060 |  |  |  | Fresenius Kabi |  |  | x |  |  |  | 50000
916 | MI II | Infusion Pump | HYD-BME-0101-BN-MIU-INF-0000 | infusomat | 31296 | 2001-01-01 | 37540 |  |  |  | B Braun |  |  | x |  |  |  | 50000
917 | MI II | Infusion Pump | HYD-BME-1214-BN-MIU-INF-0000 |  | 100803 | 2013-09-28 |  |  |  |  | B Braun |  |  | x |  |  |  | 50000
918 | MI II | Infusion Pump | HYD-BME-1214-BN-MIU-INF-0000 | Infusomat | 97691 | 2013-09-28 | 45000 | WArrenty | 22/12/2014 | 21/12/2017 | B Braun |  |  | x |  |  |  | 50000
919 | MI II | Infusion Pump | HYD-BME-0913-BN-MIU-INF-0000 | Infusomat | 91437 | 2013-09-28 | 45000 |  |  |  | B Braun |  |  | x |  |  |  | 50000
920 | MI II | Patient Warmer | HYD-BME-0809-BN-MIU-PAW-0000 | sys 505 | 84077 | 2009-08-05 | 74880 |  |  |  | Bair Hugger |  |  | x |  |  |  | 32550
921 | MI II | Ventillator | HYD-BME-1008-BN-MIU-VEN-0000 | Servo S | 9209 | 2008-10-29 | 646875 | CMC | 2015-04-01 | 2016-03-31 | Maquet |  |  | x |  |  |  | 650000 | Expiratory Casset
922 | MI II | Ventillator | HYD-BME-1008-BN-MIU-VEN-0000 | Servo-s | 9212 | 2008-10-29 | 646875 | CMC | 2015-04-01 | 2016-03-31 | Maquet |  |  | x |  |  |  | 650000 | Expiratory Casset
923 | MI II | Ventillator | HYD-BME-1008-BN-MIU-VEN-0000 | Servo-s | 9213 | 2008-10-29 | 646875 | CMC | 2015-04-01 | 2016-03-31 | Maquet |  |  | x |  |  |  | 650000 | Expiratory Casset
924 | MI II | Ventillator | HYD-BME-1008-BN-MIU-VEN-0000 | Servo-s | 9211 | 2008-10-29 | 646875 | CMC | 2015-04-01 | 2016-03-31 | Maquet |  |  | x |  |  |  | 650000 | Expiratory Casset
925 | MI II | Ventillator | HYD-BME-0714-BN-MIU-VEN-0000 | Servo-s | 31246 | 31/7/2014 | 700000 | Warrenty | 23/12/2014 |  | Maquet |  |  | x |  |  |  | 650000 | Expiratory Casset
926 | MI II | Ventillator | HYD-BME-0714-BN-MIU-VEN-0000 | Servo-s | 31245 | 31/7/2014 | 700000 | Warrenty | 23/12/2014 |  | Maquet |  |  | x |  |  |  | 650000 | Expiratory Casset
927 | MI II | Ventillator | HYD-BME-0714-BN-MIU-VEN-0000 | Servo-s | 31244 | 31/7/2014 |  |  |  |  | Maquet | [6 empty] | 650000 | Expiratory Casset
928 | MI II | Ventillator | HYD-BME-1008-BN-MIU-VEN-0000 | Servo-s | 9210 | 2008-10-29 |  |  |  |  | Maquet | [6 empty] | 650000 | Expiratory Casset
929 | MI II | Defbrillator | HYD-BME-0715-BN-MIU-DEF-0000 | DFM-100 | CN32600326 | 30/7/2015 | 180000 | WArrenty | 2015-06-01 | 31/5/2016 | Phillips |  |  | x |  |  |  | 80000 | ECG Cable
930 | MI II | Defibrillator with pacer | HYD-BME-0101-BN-MIU-DEF-0000 | Heartstat XL | US00448031 | 2001-01-01 | 275000 | CMC | 2015-04-01 | 2016-03-31 | Phillips |  |  | x | Present MICU-II |  |  | 145000 | 3 Lead ECG Cable
931 | MI II | Bipap | HYD-BME-0515-BN-MIU-BIP-0000 | Respironics | 6038567 | 2015-05-01 | 80000 |  |  |  | Phillips |  |  | x |  |  |  | 80000
932 | MI II | Bipap | HYD-BME-0515-BN-MIU-BIP-0000 | Respironics | 6038552 | 2015-05-01 | 80000 |  |  |  | Phillips |  |  | x |  |  |  | 80000
933 | MI II | ECG Machine | HYD-BME-0715-BN-MIU-ECG-0000 | TC-20 | CN81405394 | 30/7/2015 | 145000 |  |  |  | Phillips |  |  | x |  |  |  | 140000
934 | MI II | SCD m/c | HYD-BME-0216-BN-MIU-SCD-0000 | Kendall | 1501753 | 2016-02-04 |  |  |  |  | Covidien |  |  | x |  |  |  | 28000
935 | MI II | SCD m/c | HYD-BME-0216-BN-MIU-SCD-0000 | Kendall | 1501754 | 2016-02-04 |  |  |  |  | covidien |  |  | x |  |  |  | 28000
936 | MI II | Enteral Feeding Pump | HYD-BME-0214-BN-MIU-EFP-0000 | Applix smart | 21604325 | 2014-02-04 |  |  |  |  | Fresenius Kabi | [6 empty] | 60000
937 | MI II | Enteral Feeding Pump | HYD-BME-0214-BN-MIU-EFP-0000 | Applix smart | 21604446 | 2014-02-04 |  |  |  |  | Fresenius Kabi | [6 empty] | 60000
938 | ICC | Monitor | HYD-BME-0305-BN-ICC-MON-0000 | MP20 | DE50403516 | 2005-03-15 | 2005-03-15 | 260000 | CMC | 2015-04-01 | Philips | [6 empty] | 260000 | ECG, SPO2, NIBP
939 | ICC | Monitor | HYD-BME-0101-BN-ICC-MON-0000 | MP20 | DE50403596 | 2001-01-01 | 2001-01-01 | 260000 | CMC | 2015-04-01 | Philips | [6 empty] | 260000 | ECG, SPO2, NIBP
940 | ICC | Monitor | HYD-BME-0305-BN-ICC-MON-0000 | MP20 | DE50403632 | 2005-03-23 | 2005-03-23 | 260000 | CMC | 2015-04-01 | Philips | [6 empty] | 260000 | ECG, SPO2, NIBP
941 | ICC | Monitor | HYD-BME-0305-BN-ICC-MON-0000 | MP20 | DE50403633 | 2005-03-23 | 2005-03-23 | 260000 | CMC | 2015-04-01 | Philips | [6 empty] | 260000 | ECG, SPO2, NIBP
942 | ICC | Monitor | HYD-BME-0305-BN-ICC-MON-0000 | MP20 | DE50403625 | 2005-03-23 | 2005-03-23 | 260000 | CMC | 2015-04-01 | Philips | [6 empty] | 260000 | ECG, SPO2, NIBP
943 | ICC | Monitor | HYD-BME-0305-BN-ICC-MON-0000 | MP20 | DE50403627 | 2005-03-23 | 2005-03-23 | 260000 | CMC | 2015-04-01 | Philips | [6 empty] | 260000 | ECG, SPO2, NIBP
944 | ICC | Monitor | HYD-BME-0305-BN-ICC-MON-0000 | MP20 | DE50403485 | 2005-03-15 | 2005-03-15 | 260000 | CMC | 2015-04-01 | Philips | [6 empty] | 260000 | ECG, SPO2, NIBP
945 | ICC | Monitor | HYD-BME-0101-BN-ICC-MON-0000 | MP20 | DE42601092 | 2001-01-01 | 2001-01-01 | 260000 | CMC | 2015-04-01 | Philips | [6 empty] | 260000 | ECG, SPO2, NIBP
946 | ICC | Monitor | HYD-BME-0101-BN-ICC-MON-0000 | MP20 | DE50403626 | 2001-01-01 | 2001-01-01 | 260000 | CMC | 2015-04-01 | Philips | [6 empty] | 260000 | ECG, SPO2, NIBP
947 | ICC | Monitor | HYD-BME-1211-BN-ICC-MON-0000 | MP20 | DE72863870 | 2011-12-07 | 2013-07-26 | 30000 | warranty | 2013-07-26 | Philips | [6 empty] | 260000 | ECG, SPO2, NIBP, IBP, ETCO2
948 | ICC | Monitor | HYD-BME-1211-BN-ICC-MON-0000 | MP20 | DE72863874 | 2011-12-07 | 2012-12-12 |  |  |  | Philips | [6 empty] | 260000 | ECG, SPO2, NIBP, IBP, ETCO2
949 | ICC | Monitor | HYD-BME-1211-BN-ICC-MON-0000 | MP20 | DE72863880 | 2011-12-07 |  |  |  |  | Philips | [6 empty] | 260000 | ECG, SPO2, NIBP, IBP, ETCO2
950 | ICC | Monitor | HYD-BME-1211-BN-ICC-MON-0000 | MP20 | DE72863891 | 2011-12-07 |  |  |  |  | Philips | [6 empty] | 260000 | ECG, SPO2, NIBP, IBP, ETCO2
951 | ICC | Monitor | HYD-BME-1211-BN-ICC-MON-0000 | MP20 | DE72863894 | 2011-12-07 |  |  |  |  | Philips | [6 empty] | 260000 | ECG, SPO2, NIBP, IBP, ETCO2
952 | ICC | Syringe Pump | HYD-BME-0910-BN-ICC-SYR-0000 | Injectomat | 21003092 | 2010-09-09 | 2011-12-07 | 260000 | CMC | 2015-04-01 | Fresenius | [6 empty] | 27500
953 | ICC | Syringe Pump | HYD-BME-1008-BN-ICC-SYR-0000 | Injectomat | 19710958 | 2008-10-06 | 2012-12-13 | 31500 | warranty | 2012-12-13 | Fresenius kabi | [6 empty] | 25640
954 | ICC | Syringe pump | HYD-BME-0614-BN-ICC-SYR-0000 | Compact | 174649 | 2014-06-05 | 2013-07-26 | 30000 | warranty | 2013-07-26 | Bbraun | [6 empty] | 30000
955 | ICC | Syringe pump | HYD-BME-0910-BN-ICC-SYR-0000 | Compact | 161715 | 2010-09-09 | 2013-07-26 | 30000 | warranty | 2013-07-26 | Bbraun | [6 empty] | 30000
956 | ICC | Syringe Pump | HYD-BME-0910-BN-ICC-SYR-0000 | Injectomat | 21001318 | 2010-09-09 | 2011-12-07 | 260000 | CMC | 2015-04-01 | Fresinius Kabi | [6 empty] | 30000
957 | ICC | Syringe Pump | HYD-BME-0713-BN-ICC-SYR-0000 | compact | 190643 | 2013-07-26 | 2008-10-06 | 25640 |  |  | BBraun | [6 empty] | 30000
958 | ICC | Syringe Pump | HYD-BME-0713-BN-ICC-SYR-0000 | compact | 190700 | 2013-07-26 | 2014-05-06 | 33075 | Warrenty | 2014-05-06 | BBraun | [5 empty] | Working | 30000
959 | ICC | Syringe Pump | HYD-BME-0713-BN-ICC-SYR-0000 | compact | 190647 | 2013-07-26 | 2014-05-06 | 33075 | Warrenty | 2014-05-06 | BBraun | [5 empty] | Working | 30000
960 | ICC | Syringe Pump | HYD-BME-1212-BN-ICC-SYR-0000 | compact | 83477 | 2012-12-12 | 2014-05-06 | 33075 | Warrenty | 2014-05-06 | BBraun | [5 empty] | Working | 30000
961 | ICC | Syringe Pump | HYD-BME-1214-BN-ICC-SYR-0000 | compact | 204561 | 2014-12-22 | 2010-09-09 |  |  |  | BBraun | [6 empty] | 30000
962 | ICC | Syringe Pump | HYD-BME-1214-BN-ICC-SYR-0000 | compact | 204593 | 2014-12-22 | 2014-06-05 | 30000 |  |  | BBraun | [6 empty] | 30000
963 | ICC | Syringe Pump | HYD-BME-1214-BN-ICC-SYR-0000 | compact | 204366 | 2014-12-22 |  |  |  |  | BBraun | [6 empty] | 30000
964 | ICC | Syringe Pump | HYD-BME-1214-BN-ICC-SYR-0000 | compact | 204392 | 2014-12-22 | 2014-05-06 | 33075 | Warrenty | 2014-05-06 | BBraun | [5 empty] | Working | 30000
965 | ICC | Syringe Pump | HYD-BME-1212-BN-ICC-SYR-0000 | compact | 171509 | 2012-12-13 |  |  |  |  | BBraun | [6 empty] | 31500
966 | ICC | Syringe pump | HYD-BME-1212-BN-ICC-SYR-0000 | Compact | 90875 | 2012-12-13 |  |  |  |  | Bbraun | [6 empty] | 30000
967 | ICC | Syringe Pump | HYD-BME-1212-BN-ICC-SYR-0000 | compact | 171354 | 2012-12-13 |  |  |  |  | BBraun | [6 empty] | 31500
968 | ICC | Syringe pump | HYD-BME-0910-BN-ICC-SYR-0000 | Perfusor Compact | 205454 | 2010-09-09 | 2014-01-02 | 175000 | CMC | 2015-04-01 | Bbraun | [6 empty] | 31500
969 | ICC | Infusion Pump | HYD-BME-1212-BN-ICC-INF-0000 | infusomat p | 83971 | 2012-12-13 |  |  |  |  | BBraun | [6 empty] | 30000
970 | ICC | Infusion Pump | HYD-BME-0101-BN-ICC-INF-0000 | Infusomat P | 32116 | 2011-10-28 | 2011-12-07 | 260000 | CMC | 2015-04-01 | Bbraun | [6 empty] | 30000
971 | ICC | Infusion Pump | HYD-BME-0101-BN-ICC-INF-0000 | Infusomat P | 69591 | 2001-01-01 | 2011-12-07 | 260000 | CMC | 2015-04-01 | Bbraun | [6 empty] | 30000
972 | ICC | Infusion Pump | HYD-BME-0214-BN-ICC-INF-0000 | Infusomat P | 91451 | 2014-02-01 | 2010-09-09 | 27500 |  |  | Bbraun | [6 empty] | 30000
973 | ICC | Infusion Pump | HYD-BME-0214-BN-ICC-INF-0000 | Infusomat P | 91899 | 2014-02-08 | 2011-12-07 | 260000 | CMC | 2015-04-01 | B BRAUN | [6 empty] | 50400
974 | ICC | Defibrillator | HYD-BME-0101-BN-ICC-DEF-0000 | Heartstart XL | US00127320 | 2001-01-01 | 2010-09-09 | 27500 |  |  | Philips | [6 empty] | 175000 | 3 Lead ECG Cable
975 | ICC | Defibrillator | HYD-BME-0101-BN-ICC-DEF-0000 | Heartstart XL | US00440335 | 2001-01-01 | 2010-09-09 | 27500 |  |  | Philips |  |  |  |  | ICCU |  | 175000 | 3 Lead ECG Cable
976 | ICC | Defibrillator | HYD-BME-0101-BN-ICC-DEF-0000 | Heartstart XL | US00444213 | 2001-01-01 | 2012-12-13 | 31500 | warranty | 2012-12-13 | Philips | [6 empty] | 175000 | 3 Lead ECG Cable
977 | ICC | Defibrillator | HYD-BME-0101-BN-ICC-DEF-0000 | Heartstart XL | US00107771 | 2001-01-01 | 2014-09-12 | 180000 | warrenty | 2014-09-12 | Philips | [6 empty] | 175000 | 3 Lead ECG Cable
978 | ICC | Defibrillator | HYD-BME-0101-BN-ICC-DEF-0000 | Heartstart XL | US00455946 | 2001-01-01 | 2008-10-21 | 575000 | CMC | 2015-04-01 | Philips | [6 empty] | 175000 | 3 Lead ECG Cable
979 | ICC | Defibrillator | HYD-BME-0114-BN-ICC-DEF-0000 | Heart | US00603057 | 2014-01-02 | 2001-01-01 |  |  |  | Philips | [6 empty] | 175000 | 3 Lead ECG Cable
980 | ICC | Defibrilator with Pacer | HYD-BME-0112-BN-ICC-DEF-0000 | Heartstart XL | US00595755 | 2012-01-16 | 2013-07-26 | 30000 | warranty | 2013-07-26 | Philips | [6 empty] | 250000 | 3 Lead ECG Cable
981 | ICC | Defibrilator | HYD-BME-0914-BN-ICC-DEF-0000 | DFM-100 | CN32600078 | 2014-09-12 | 2008-11-26 | 28000 |  |  | philips |  |  |  | Working | Present in ICU |  | 180000 | 3 Lead ECG Cable
982 | ICC | ECG Machine | HYD-BME-0714-BN-ICC-ECG-0000 | TC-20 | CN61405038 | 2014-07-24 | 2009-03-02 | 28000 |  |  | Philips | [6 empty] | 145000
983 | ICC | Ventilator | HYD-BME-1008-BN-ICC-VEN-0000 | servo-s | 8573 | 2008-10-21 | 2012-12-13 | 31500 | warranty | 2012-12-13 | Maquet | [6 empty] | 575000 | Expiratory Cassets
984 | ICC | Ventilator | HYD-BME-0911-BN-ICC-VEN-0000 | Engstrom Carestation | CBCQ01175 | 2011-09-29 | 2001-01-01 | 175000 | CMC | 2015-04-01 | Wipro GE | [6 empty] | 575000 | Expiratory Cassets
985 | ICC | Ventilator | HYD-BME-0911-BN-ICC-VEN-0000 | Engstrom Carestation | CBCQ01178 | 2011-09-29 | 2001-01-01 | 175000 | CMC | 2015-04-01 | Wipro GE | [6 empty] | 575000 | Expiratory Cassets
986 | ICC | Ventilator | HYD-BME-0911-BN-ICC-VEN-0000 | Engstrom Carestation | CBCQ01173 | 2011-09-29 | 2001-01-01 | 175000 | CMC | 2015-04-01 | Wipro GE | [6 empty] | 575000 | Expiratory Cassets
987 | ICC | Ventilator | HYD-BME-1008-BN-ICC-VEN-0000 | Servo S | 8572 | 2008-10-22 | 2012-12-13 |  |  |  | Maquet | [6 empty] | 575000 | Expiratory Cassets
988 | ICC | Ventialtor | HYD-BME-0707-BN-ICC-VEN-0000 | Servo S | 6300 | 2007-07-07 | 2011-08-14 |  |  |  | Maquet | [6 empty] | 542975 | Expiratory Cassets
989 | ICC | Ultrasonic Nebuliser | HYD-BME-0416-BN-ICC-USN-0000 | Aerogen Pro | 1601358 | 2016-04-01 | 2012-11-07 | 31500 | warranty | 2012-11-07 | Aeroneb | [6 empty] | 70000
990 | ICC | Ultrasonic Nebuliser | HYD-BME-0416-BN-ICC-USN-0000 | Aerogen Pro | 1601358 | 2016-04-01 | 2012-12-13 | 30000 | warranty | 2012-12-13 | Aeroneb | [6 empty] | 70000
991 | ICC | Ultrasonic Nebuliser | HYD-BME-0416-BN-ICC-USN-0000 | Aerogen Pro | 1601358 | 2016-04-01 | 2014-02-08 | 50400 | warranty | 2014-02-08 | Aeroneb | [6 empty] | 70000
992 | ICC | Pacemaker | HYD-BME-0503-BN-ICC-PAC-0000 | 5348 | PEPO21106P | 2003-05-26 | 2014-12-22 |  | Warrenty | 2014-12-22 | Medtronic |  |  |  | Working |  |  | 96000
993 | ICC | Pacemaker | HYD-BME-0503-BN-ICC-PAC-0000 | 5391 | 1525437 | 2016-11-30 |  |  |  |  | Medtronic | [6 empty] | 96000
994 | ICC | Blood Warmers | HYD-BME-0115-BN-ICC-BLW-0000 |  | 110301195 | 29/1/2015 | 2011-10-28 |  |  |  | SreeMedical | [6 empty] | 55125
995 | ICC | Patient Warmer | HYD-BME-1116-BN-ICC-PAW-0000 | Warm touch | SP16040271 | 2016-11-24 |  |  |  |  | Covidien | [6 empty] | 75000
996 | ICC | Bipap Machine | HYD-BME-0313-BN-ICC-BIP-0000 | Harmony | 6038584 | 2013-03-10 | 2012-01-16 | 250000 | CMC | 2015-04-01 | Respironics | [6 empty] | 35000
997 | PIU | Monitor | HYD-BME-0205-BN-PIC-MON-0000 | MP20 | DE42601076 | 2005-02-07 | CMC | 2015-04-01 | 2016-03-31 | 20949 | Philips |  |  |  |  | x |  | 179350 | ECG, SPO2, NIBP
998 | PIU | Monitor | HYD-BME-0205-BN-PIC-MON-0000 | MP20 | DE50403504 | 2005-02-07 | CMC | 2014-04-01 | 2015-03-31 | 15011 | Philips |  |  |  |  | x |  | 179350 | ECG, SPO2, NIBP
999 | PIU | Monitor | HYD-BME-0205-BN-PIC-MON-0001 | MP20 | DE42601099 | 2005-02-07 | CMC | 2015-04-01 | 2016-03-31 | 20949 | Philips |  |  |  |  | x |  | 179350 | ECG, SPO2, NIBP
1000 | PIU | Monitor | HYD-BME-0205-BN-PIC-MON-0002 | MP20 | DE50403515 | 2005-02-07 | CMC | 2014-04-01 | 2015-03-31 | 15011 | Philips |  |  |  |  | x |  | 179350 | ECG, SPO2, NIBP
1001 | PIU | Monitor | HYD-BME-0205-BN-PIC-MON-0003 | MP20 | DE42601077 | 2005-02-07 | CMC | 2015-04-01 | 2016-03-31 | 20949 | Philips |  |  |  |  | x |  | 179350 | ECG, SPO2, NIBP
1002 | PIU | Monitor | HYD-BME-0205-BN-PIC-MON-0004 | MP20 | DE50403499 | 2005-02-07 | CMC | 2014-04-01 | 2015-03-31 | 15011 | Philips |  |  |  |  | X |  | 179350 | ECG, SPO2, NIBP
1003 | PIU | Monitor | HYD-BME-0205-BN-PIC-MON-0005 | MP20 | DE50403518 | 2005-02-07 | CMC | 2014-04-01 | 2015-03-31 | 15011 | Philips |  |  |  |  | x |  | 179350 | ECG, SPO2, NIBP
1004 | PIU | Monitor | HYD-BME-0409-BN-PIC-MON-0006 | MEC-2000 | CV93101330 | 2009-04-21 |  |  |  |  | Mindrey |  |  |  |  | X |  | 165000 | ECG, SPO2, NIBP
1005 | PIU | ECG Machine | HYD-BME-0914-BN-PIC-ECG-0000 | TC-20 | CN21608675 | 2014-09-17 |  |  |  |  | Philips |  |  |  |  | X |  | 145000
1006 | PIU | Defibrillator | HYD-BME-0305-BN-PIC-DEF-0000 | heart start xl | US00231827 | 2005-03-26 | CMC | 2015-04-01 | 2016-03-31 | 16980 | Philips |  |  |  |  | x |  | 175000 | 3 Lead ECG cable ( Without Pacer )
1007 | PIU | Ventilator | HYD-BME-0805-BN-PIC-VEN-0000 | Servo i | 18238 | 2005-08-30 | CMC | 2015-04-01 | 2016-03-31 | 48944 | Maquet |  |  |  |  | x |  | 736184 | Expiratory Cassets
1008 | PIU | Ventilator | HYD-BME-0705-BN-PIC-VEN-0000 | Servo i | 18237 | 2005-07-15 | CMC | 2015-04-01 | 2016-03-31 | 48944 | Maquet |  |  |  |  | x |  | 736184 | Expiratory Cassets
1009 | PIU | Syringe Pump | HYD-BME-0705-BN-PIC-SYR-0001 | Compact | 83584 | 2015-07-01 |  |  |  |  | B Braun | [6 empty] | 31500
1010 | PIU | Syringe Pump | HYD-BME-1212-BN-PIC-SYR-0000 | Compact | 171652 | 2012-12-13 | warranty | 2012-12-13 | 2015-12-12 |  | B Braun |  |  |  |  | x |  | 31500
1011 | PIU | Syringe Pump | HYD-BME-0101-BN-PIC-SYR-0000 | Injectomat Agilia | 21125521 | 2001-01-01 |  |  |  |  | Fresenius Kabi |  |  |  |  | X |  | 25640
1012 | PIU | Syringe Pump | HYD-BME-0608-BN-PIC-SYR-0000 | Injectomat Agilia | 20079107 | 2008-10-06 |  |  |  |  | Fresenius kabi |  |  |  |  | X |  | 25640
1013 | PIU | Syringe Pump | HYD-BME-0910-BN-PIC-SYR-0000 | Injectomat Agilia | 21003085 | 2010-09-09 |  |  |  |  | Fresenius Kabi |  |  |  |  | X |  | 30000
1014 | PIU | Syringe Pump | HYD-BME-1008-BN-PIC-SYR-0000 | Injectomat Agilia | 20079113 | 2008-10-06 |  |  |  |  | Fresenius Kabi |  |  |  |  | X |  | 30000
1015 | PIU | Syringe Pump | HYD-BME-0910-BN-PIC-SYR-0000 | Injectomat Agilia | 21003102 | 2010-09-09 |  |  |  |  | Fresenius Kabi |  |  |  |  | X |  | 30000
1016 | PIU | Syringe Pump | HYD-BME-0104-BN-PIC-SYR-0000 | Injectomat Agilia | 19983338 | 2004-01-01 |  |  |  |  | Fresenius kabi |  |  |  |  | X |  | 24600
1017 | PIU | Syringe Pump | HYD-BME-0211-BN-PIC-SYR-0000 | Injectomat | 018090/21125530 | 2011-02-04 | warranty | 2011-02-04 | 2013-02-03 |  | Fresenius |  |  |  |  | X |  | 27500
1018 | PIU | Syringe Pump | HYD-BME-0505-BN-PIC-SYR-0000 | Injectomat Agilia | 200791004 | 2005-05-20 |  |  |  |  | Fresenius Kabi | [6 empty] | 25640
1019 | PIU | Syringe Pump | HYD-BME-0211-BN-PIC-SYR-0000 | Injectomat Agilia | 21125530 | 2011-02-04 |  |  |  |  | Fresenius Kabi | [6 empty] | 25640
1020 | PIU | Syringe Pump | HYD-BME-0211-BN-PIC-SYR-0000 | Injectomat Agilia | 21125525 | 2011-02-04 |  |  |  |  | Fresenius Kabi | [6 empty] | 25640
1021 | PIU | Syringe Pump | HYD-BME-0505-BN-PIC-SYR-0000 | Injectomat Agilia | 200791004 | 2005-05-20 |  |  |  |  | Fresenius Kabi | [6 empty] | 25640
1022 | PIU | Syringe Pump | HYD-BME-0505-BN-PIC-SYR-0000 | Injectomat Agilia | 19983331 | 2005-05-20 |  |  |  |  | Fresenius Kabi | [6 empty] | 25640
1023 | PIU | Syringe Pump | HYD-BME-0101-BN-PIC-SYR-0000 | Injectomat Agilia | 19710564 | 2001-01-01 |  |  |  |  | Fresenius Kabi |  |  |  |  | x |  | 25640
1024 | PIU | Syringe Pump | HYD-BME-0101-BN-PIC-SYR-0000 | Injectomat Agilia | 20347099 | 2001-01-01 |  |  |  |  | Fresenius Kabi |  |  |  |  | x |  | 25640
1025 | PIU | Syringe Pump | HYD-BME-0101-BN-PIC-SYR-0000 | Injectomat Agilia | 21003100 | 2001-01-01 |  |  |  |  | Fresenius Kabi |  |  |  |  | x |  | 25640
1026 | PIU | Syringe Pump | HYD-BME-0713-BN-PIC-SYR-0000 | Compact |  | 2013-07-23 |  |  |  |  | B Braun | [6 empty] | 31500
1027 | PIU | Phototherapy | HYD-BME-1007-BN-PIC-PTH-0000 | Billi blanket plus | HDKK50802 | 2007-10-07 |  |  |  |  | Datex Ohmeda |  |  |  |  | x |  | 150000
1028 | PIU | Phototherapy(DS) | HYD-BME-0101-BN-PIC-PTH-0000 |  |  | 2001-01-01 |  |  |  |  | Meditrin |  |  |  |  | x |  | 34510
1029 | PIU | Phototherapy (DS) | HYD-BME-1108-BN-PIC-PTH-0000 | LED | 159 | 2008-06-11 |  |  |  |  | Shreyash Electromedicals |  |  |  |  | x |  | 25000
1030 | PIU | Phototherapy(DS) | HYD-BME-1108-BN-PIC-PTH-0000 | LED | 160 | 2008-06-11 |  |  |  |  | Shreyash Electromedicals |  |  |  |  | x |  | 25000
1031 | PIU | Phototherapy (SS) | HYD-BME-0604-BN-PIC-PTH-0000 |  | POR5247 | 2004-06-15 |  |  |  |  | pheonix |  |  |  |  | x |  | 18000
1032 | PIU | Pacemaker(SC) | HYD-BME-0101-BN-PIC-PTH-0000 | 5348 | PEP024841P | 2001-01-01 |  |  |  |  | Medtronic |  |  |  |  | x |  | 64000
1033 | PIU | Pacemaker(DC) | HYD-BME-0605-BN-PIC-PTH-0000 | 5388 | PFG025894P | 2005-10-06 |  |  |  |  | Medtronic |  |  |  |  | x |  | 182000
1034 | PIU | Infant Incubator | HYD-BME-0604-BN-PIC-INI-0000 | INC-100 |  | 2004-06-15 |  |  |  |  | Pheonix |  |  |  |  | x |  | 100000
1035 | PIU | Infusion Pump | HYD-BME-0213-BN-PIC-INF-0000 | Infusomat | 83986 | 2013-02-20 | warranty | 2013-02-20 | 2016-02-19 |  | B Braun |  |  |  |  | x |  | 45000
1036 | PIU | Infusion Pump | HYD-BME-0213-BN-PIC-INF-0000 | Infusomat | 83967 | 2013-02-20 | warranty | 2013-02-20 | 2016-02-19 |  | B Braun |  |  |  |  | x |  | 45000
1037 | PIU | Infusion Pump | HYD-BME-0711-BN-PIC-INF-0000 | Infusomat | 52693 | 2011-07-24 |  |  |  |  | B Braun |  |  |  |  | X |  | 40000
1038 | PIU | Patient Warmer | HYD-BME-0415-BN-PIC-PAW-0000 | Infusomat P | 70716 | 24/4/2015 | warranty |  |  |  | Bair Hugger |  |  |  |  | x |  | 75999
1039 | PIU | Infant Warmer | HYD-BME-0604-BN-PIC-INW-0000 | NWC 100 | 2060 | 2004-06-15 |  |  |  |  | Pheonix |  |  |  |  | x |  | 70000
1040 | PIU | Infant Warmer | HYD-BME-0604-BN-PIC-INW-0000 | NWC 100 | 2041 | 2004-06-15 |  |  |  |  | Pheonix |  |  |  |  | x |  | 90000
1041 | PIU | Infant Warmer | HYD-BME-0104-MU-PIC-INW-0000 | CIC-100 | 2228 | 2004-01-01 |  |  |  |  | Pheonix |  |  |  |  | X |  | 120000
1042 | PIU | Infant Warmer | HYD-BME-0916-MU-PIC-INW-0000 | CIC-101 | 3209 | 2016-09-16 |  |  |  |  | Pheonix |  |  |  |  | X |  | 120000
1043 | PIU | Bubble CPAP Unit | HYD-BME-0916-MU-PIC-BCP-0000 | CPAP 300 | 1273 | 2016-09-16 |  |  |  |  | Pheonix |  |  |  |  | X |  | 180000
1044 | LBR | Patient monitor |  | MEC-1000 | AQ74B15362 | 2006-09-23 |  |  |  |  | Mediaid
1045 | LBR | Fetal monito(CTG) |  | FM9854 | DSTB3K1743 | 2014-04-22 |  |  |  |  | BPL
1046 | LBR | Portable Aspirator |  | MS-CUB | J8.10.173 | [5 empty] | Accura Ophthalmics
1047 | LBR | Fetal doppler |  | FD9713N | DQTB5A12753 | [5 empty] | BPL
1048 | SSI | Monitor | HYD-BME-0811-BN-SDS-MON-0000 | Mec-1000 | AQ15154753 | 2011-08-11 |  |  |  |  | Mindray |  | 2 | 2015-06-05 |  | X |  | 65000 | ECG,SPO2,NIBP
1049 | SSI | Monitor | HYD-BME-0811-BN-SDS-MON-0000 | Mec-1000 | AQ15154766 | 2011-08-11 |  |  |  |  | Mindray |  | 2 | 2015-06-05 |  | X |  | 65000 | ECG,SPO2,NIBP
1050 | SSI | Monitor | HYD-BME-0811-BN-SDS-MON-0000 | Mec-1000 | AQ15154750 | 2011-08-11 |  |  |  |  | Mindray |  | 2 | 2015-06-05 |  | X |  | 65000 | ECG,SPO2,NIBP
1051 | SSI | Monitor | HYD-BME-0811-BN-SDS-MON-0000 | Mec-1000 | AQ15154768 | 2011-08-11 |  |  |  |  | Mindray |  | 2 | 2015-06-05 |  | X |  | 65000 | ECG,SPO2,NIBP
1052 | SSI | Monitor | HYD-BME-0811-BN-SDS-MON-0000 | Mec-1000 | AQ15154776 | 2011-08-11 |  |  |  |  | Mindray |  | 2 | 2015-06-05 |  | X |  | 65000 | ECG,SPO2,NIBP
1053 | SSI | Syringe pump | HYD-BME-0811-BN-SDS-SYR-0000 | Compact | 161834 | 2011-08-14 | BME |  |  |  | BBraun |  |  |  |  | X |  | 30160
1054 | SSI | Infusion pump | HYD-BME-0101-BN-SDS-INF-0000 | Infusomat P | 83933 | 2001-01-01 |  |  |  |  | B Braun |  | 2 | 2015-03-10 |  | X |  | 50000
1055 | SSI | Infusion Pump | HYD-BME-0101-BN-SDS-INF-0000 | Infusomat P | 6939 | 2001-01-01 |  |  |  |  | B Braun |  |  |  |  | X |  | 50000
1056 | SSI | Infusion Pump | HYD-BME-0101-BN-SDS-INF-0000 | Infusomat P | 7262 | 2001-01-01 |  |  |  |  | B Braun | [6 empty] | 50000
1057 | SCT | Defibrillator | HYD-BME-0112-BN-SDC-DEF-0000 | Philips | US00595757 | 2012-01-16 | BME |  |  |  | Heartstart XL |  |  |  |  | x |  | 175000 | 3 Lead ECG cable
1058 | SCT | Bipap | HYD-BME-0811-BN-SDC-BIP-0000 | Resmed VPAP III | 20090594693 | 2011-08-19 | BME |  |  |  | Resmed |  |  |  |  | x |  | 150800
1059 | SCT | Ventilator | HYD-BME-0911-BN-SDC-VEN-0000 | Engstorm CareStation | CBCQ01151 | 2011-09-29 | BME |  |  |  | Wipro GE |  |  |  |  | x |  | 700000
1060 | SCT | Pacemaker | HYD-BME-0101-BN-SDC-PAC-0000 | 5348 | PEP0133103 | 2001-06-01 | BME |  |  |  | Medtronic |  |  |  |  | X |  | 96000
1061 | SCT | Syringe Pump | HYD-BME-0811-BN-SDC-SYR-0000 | Compact | 161533 | 2011-08-14 | BME |  |  |  | BBraun |  |  |  |  | x |  | 30160
1062 | SCT | Syringe pump | HYD-BME-0811-BN-SDC-SYR-0000 | Compact | 161565 | 2011-08-14 | WARRANTY | 2011-08-14 | 2014-08-13 |  | BBraun |  | 1 | 2015-01-03 |  | X |  | 30160
1063 | SCT | Syringe pump | HYD-BME-0811-BN-SDC-SYR-0000 | Compact | 161833 | 2011-08-14 | BME |  |  |  | BBraun |  |  |  |  | x |  | 30160
1064 | SCT | Syringe pump | HYD-BME-0811-BN-SDC-SYR-0000 | Compact | 161365 | 2011-08-14 |  |  |  |  | BBraun |  |  |  |  | x |  | 30160
1065 | SCT | Infusion Pump | HYD-BME-1011-BN-SDC-INF-0000 | Infusomat P | 69570 | 2011-10-28 |  |  |  |  | B Braun |  |  |  |  | x |  | 45000
1066 | SCT | Patient Warmer | HYD-BME-1011-BN-SDC-PAW-0001 | Equator | S10004815 | 2011-10-28 |  |  |  |  | Smiths |  |  |  |  | X |  | 90000
1067 | SCT | Syringe Pump | HYD-BME-1011-BN-SDC-SYR-0002 | Compact | 161901 | 2011-08-14 |  |  |  |  | BBraun | [6 empty] | 30160
1068 | SCT | Monitor | HYD-BME-1011-BN-SDC-MON-0003 | MEC 1000 | AQ15154759 | 2011-08-11 |  |  |  |  | Mindray | [6 empty] | 65000 | ECG, SPO2, NIBP
1069 | SCT | Monitor | HYD-BME-1011-BN-SDC-MON-0004 | MEC 1000 | AQ15154816 | 2011-08-11 |  |  |  |  | Mindray | [6 empty] | 65000 | ECG, SPO2, NIBP
1070 | SCT | Monitor | HYD-BME-1011-BN-SDC-MON-0005 | MEC 1000 | AQ15154754 | 2011-08-11 |  |  |  |  | Mindray | [6 empty] | 65000 | ECG, SPO2, NIBP
1071 | SCT | Monitor | HYD-BME-1011-BN-SDC-MON-0006 | MEC 1000 | AQ15154797 | 2011-08-11 |  |  |  |  | Mindray | [6 empty] | 65000 | ECG, SPO2, NIBP
1072 | SCT | Monitor | HYD-BME-1011-BN-SDC-MON-0007 | MEC 1000 | AQ15154806 | 2011-08-11 |  |  |  |  | Mindray | [6 empty] | 65000 | ECG, SPO2, NIBP
1073 | HD II | Monitor | HYD-BME-1207-BN-HDU-MON-0000 | Mec-2000 | CV7C100282 | 2007-12-20 | BME |  |  |  | Mindray |  |  |  |  | x |  | 72500 | ECG, SPO2, NIBP
1074 | HD II | Monitor | HYD-BME-0409-BN-HDU-MON-0000 | Mec-2000 | CV93101334 | 2009-04-21 |  |  |  |  | Mindray |  |  |  |  | X |  | 153847 | ECG, SPO2, NIBP, IBP, ETCO2
1075 | HD II | Monitor | HYD-BME-0705-BN-HDU-MON-0000 | MP20 Junior | DE50405793 | 2005-07-16 | CMC | 2015-04-01 | 2016-03-31 | 19637.0931 | Phillips |  |  |  |  | x |  | 140000 | ECG, SPO2, NIBP
1076 | HD II | Monitor | HYD-BME-0811-BN-HDU-MON-0000 | MEC-1000 | AQ15154748 | 2011-08-11 |  |  |  |  | Mindray |  |  |  |  | X |  | 70000 | ECG, SPO2, NIBP
1077 | HD II | Monitor | HYD-BME-0101-BN-HDU-MON-0000 | M-1000 | AQ23168984 | 2001-01-01 |  |  |  |  | Mediaid |  |  |  |  | x |  | 51975 | ECG,SPO2,NIBP
1078 | HD II | Monitor | HYD-BME-1207-BN-HDU-MON-0000 | Mec-2000 | CV7C100278 | 2007-12-20 |  |  |  |  | Mindray |  |  |  |  | x |  | 72500 | ECG,SPO2,NIBP
1079 | HD II | Monitor | HYD-BME-1213-BN-HDU-MON-0000 | G30 | CN32709631 | 31/12/2013 | warranty | 2013-12-31 | 2014-12-30 |  | Goldway |  |  |  |  | x |  | 78000
1080 | HD II | ECG Machine | HYD-BME-1210-BN-HDU-ECG-0000 | TC-20 | CN21608673 | 2010-12-01 |  |  |  |  | Phillips |  |  |  |  | X |  | 125000
1081 | HD II | Syringe pump | HYD-BME-0907-BN-HDU-SYR-0000 | Compact | 174621 | 2007-09-01 | Warrenty | 2013-06-25 | 2015-06-24 |  | Bbraun |  |  |  |  | X |  | 30000
1082 | HD II | Syringe pump | HYD-BME-0209-BN-HDU-SYR-0000 | Injectomat Agilia | 20402077 | 2009-03-02 |  |  |  |  | Fresinius |  |  |  |  | X |  | 24600
1083 | HD II | Syringe pump | HYD-BME-0713-BN-HDU-SYR-0000 | Compact | 190650 | 26/7/2013 | Warrenty | 26/7/2013 | 25/7/2016 |  | B Braun |  |  |  |  | x |  | 30000
1084 | HD II | Syringe Pump | HYD-BME-0101-BN-HDU-SYR-0000 | Compact | 59607 | 26/7/2013 |  |  |  |  | B Braun |  |  |  |  | x |  | 30000
1085 | HD II | Defibrillator with Pacer | HYD-BME-0409-BN-HDU-CCE-0000 | HeartstreamXL | US00470145 | 2009-04-13 | CMC | 2015-04-01 | 2016-03-31 | 17635.9466 | Phillips |  |  |  |  | x |  | 250000 | ECG CABLE
1086 | HD II | Infusion Pump | HYD-BME-0101-BN-HDU-INF-0000 | Infusomat P | 52785 | 2009-05-25 |  |  |  |  | BBraun | [6 empty] | 50000
1087 | HD II | Infusion Pump | HYD-BME-0101-BN-HDU-INF-0000 | Optima VS | 20011306 | 2010-09-09 |  |  |  |  | Fresenius | [6 empty] | 50000
1088 | HD II | Infusion Pump | HYD-BME-1207-BN-HDU-INF-0000 | Infusomat P | 20492 | 2007-12-01 |  |  |  |  | B Braun |  |  |  |  | X |  | 37540
1089 | HD II | Infusion Pump | HYD-BME-1207-BN-HDU-INF-0000 | Infusomat P | 100797 | 2007-12-01 |  |  |  |  | B Braun |  |  |  |  | X |  | 37540
1090 | HD II | Infusion Pump | HYD-BME-0101-BN-HDU-INF-0000 | Infusomat P | 20011306 | 2001-01-01 |  |  |  |  | B Braun |  |  |  |  | X | Present in HDU-II | 43788
1091 | HD II | Bipap Machine | HYD-BME-0101-BN-HDU-BIP-0000 | Harmony | 6027643 | 2011-08-19 |  |  |  |  | Respironics | [6 empty] | 80000
1092 | NSD | Syringe pump | HYD-BME-1214-BN-NSS-SYR-0000 | Compact | 204562 | 2014-12-22 | 32550 | Warrenty | 22/12/2014 | 21/12/2017 | Bbraun |  | x |  |  |  |  | 32550
1093 | NSD | Syringe pump | HYD-BME-1214-BN-NSS-SYR-0000 | Compact | 204342 | 2014-12-22 | 32550 | Warrenty | 22/12/2014 | 21/12/2017 | Bbraun |  | x |  |  |  |  | 32550
1094 | NSD | Syringe pump | HYD-BME-1214-BN-NSS-SYR-0000 | Compact | 204379 | 2015-06-15 | 32550 | Warrenty | 22/12/2014 | 21/12/2017 | Bbraun |  | x |  |  |  |  | 32550
1095 | NSD | Syringe pump | HYD-BME-1214-BN-NSS-SYR-0000 | Compact | 204595 | 2014-12-22 | 32550 | Warrenty | 22/12/2014 | 21/12/2017 | Bbraun |  | x |  |  |  |  | 32550
1096 | NSD | Syringe pump | HYD-BME-1214-BN-NSS-SYR-0000 | Compact | 204560 | 2015-06-15 | 32550 | Warrenty | 22/12/2014 | 21/12/2017 | Bbraun |  | x |  |  |  |  | 32550
1097 | NSD | Syringe pump | HYD-BME-1214-BN-NSS-SYR-0000 | Compact | 204592 | 2013-09-10 | 32550 | Warrenty | 22/12/2014 | 21/12/2017 | Bbraun |  | X |  |  |  |  | 32550
1098 | NSD | Infusion Pump | HYD-BME-1214-BN-NSS-SYR-0000 | Compact | 97688 | 2015-06-15 | 45000 | Warrenty | 22/12/2014 | 21/12/2017 | Bbraun |  | x |  |  |  |  | 45000
1099 | NSD | Infusion Pump | HYD-BME-1214-BN-NSS-INF-0000 | Compact | 97686 | 2014-10-03 | 45000 | Warrenty | 22/12/2014 | 21/12/2017 | Bbraun |  | x |  |  |  |  | 45000
1100 | NSD | Monitor | HYD-BME-1207-BN-NSS-MON-0000 | Mec-2000 | CV7C100276 | 2007-12-20 | 72500 |  |  |  | Philips |  | x |  |  |  |  | 72500 | ECG, SPO2, NIBP
1101 | NSD | Monitor | HYD-BME-1207-BN-NSS-MON-0000 | Mec-2000 | CV96181572 | 2007-12-20 | 72500 |  |  |  | Philips |  | x |  |  |  |  | 72500 | ECG, SPO2, NIBP
1102 | NSD | Monitor | HYD-BME-1207-BN-NSS-MON-0000 | Mec-2000 | CV7C100285 | 2007-12-20 | 72500 |  |  |  | Mindray |  | X |  |  |  |  | 72500 | ECG, SPO2, NIBP
1103 | NSD | Monitor | HYD-BME-1106-BN-NSS-MON-0000 | M-1000 | AQ67B7992 | 2006-11-23 | 91950 |  |  |  | Mediad |  | x |  |  |  |  | 91950 | ECG, SPO2, NIBP
1104 | NSD | Monitor | HYD-BME-0101-BN-NSS-MON-0000 | M-1000 | AQ23169026 | 2001-01-01 | 91950 |  |  |  | Mediad |  | x |  |  |  |  | 91950 | ECG, SPO2, NIBP
1105 | NSD | Monitor | HYD-BME-0101-BN-NSS-MON-0000 | M-1000 | AQ23168861 | 2001-01-01 | 51975 |  |  |  | Mediaid |  | x |  |  |  |  | 51975 | ECG, SPO2, NIBP
1106 | NSD | Monitor | HYD-BME-0115-BN-NSS-MON-0000 | G-30 | CN32714108 | 2015-01-19 | 80000 | Warrenty | 2015-01-19 | 18/01/2016 | Goldway |  | x |  |  |  |  | 80000 | ECG, SPO2, NIBP
1107 | NSD | Defibrilator | HYD-BME-0914-BN-NSS-MON-0000 | DFM-100 | CN32600075 | 2014-09-12 | 180000 | warrenty | 2014-09-12 | 2015-09-11 | Philips |  | X |  |  |  |  | 180000 | ECG CABLE
1108 | NSS | Defibrillator (408 NS) | HYD-BME-0306-BN-NSS-CCE-0000 | Heartstart XL | US00440339 | 2006-03-07 | CMC | 2015-04-01 | 2016-03-31 | 16124 | Philips |  |  |  |  | X |  | 250000 | ECG CABLE
1109 | NSS | Defibrillator (508 NS) | HYD-BME-0305-BN-NSS-CCE-0000 | Heartstart XL | US00231829 | 2005-03-26 | CMC | 2015-04-01 | 2016-03-31 | 16980 | Philips |  |  |  |  | X |  | 175000 | ECG CABLE
1110 | NSS | Defibrillator | HYD-BME-0305-BN-NSS-CCE-0000 | Heartstart XL | US00231825 | 2005-03-26 |  |  |  |  | Philips | [6 empty] | 175000
1111 | NSS | Infusion Pump | HYD-BME-1008-BN-HDU-INF-0000 | Optima VS | 20041823 | 2008-10-11 |  |  |  |  | Fresinius |  |  |  |  | X |  | 48060
1112 | NSS | Infusion Pump | HYD-BME-1008-BN-HDU-INF-0000 |  | 83992 | 2012-12-13 | [9 empty] | X |  | 48060
1113 | NSS | infusion pump | HYD-BME-1008-BN-HDU-INF-0000 | Optima VS | 20011305 | 2001-01-01 |  |  |  |  | Fresinius |  |  |  |  | X |  | 48060
1114 | NSS | Infusion Pump | HYD-BME-1008-BN-HDU-INF-0000 | Optima VS | 20041816 | 2009-03-25 |  |  |  |  | Fresinius |  |  |  |  | X |  | 48060
1115 | NSS | Infusion Pump | HYD-BME-1008-BN-HDU-INF-0000 | Infusomat | 2343 | 2001-01-01 |  |  |  |  | Bbraun | [6 empty] | 48060
1116 | NSS | Infusion Pump | HYD-BME-1008-BN-HDU-INF-0000 | Infusomat | 52738 | 2009-05-25 |  |  |  |  | Bbraun | [6 empty] | 48060
1117 | NSS | Syringe Pump | HYD-BME-0608-BN-ERC-SYR-0000 | Injectomat Agilia | 19710559 | 2008-10-06 |  |  |  |  | Fresenius Kabi |  |  |  |  | X | Present in 323 N/S | 25640
1118 | NSS | Syringe pump | HYD-BME-0809-BN-NSS-SYR-0000 | Injectomat Agilia | 20015823 | 2009-08-26 |  |  |  |  | Fresinius Kabi |  |  |  |  | x |  | 25640
1119 | NSS | Syringe pump | HYD-BME-1212-BN-NSS-SYR-0000 | Compact | 174670 | 2012-12-13 | Warrenty | 2013-06-25 | 2015-06-24 |  | Bbraun |  |  |  |  | X |  | 30000
1120 | NSS | Syringe pump | HYD-BME-1212-BN-NSS-SYR-0001 | Compact | 174606 | 2012-12-14 | Warrenty | 2013-06-25 | 2015-06-24 |  | Bbraun |  |  |  |  | X |  | 30000
1121 | NSS | Syringe pump | HYD-BME-1212-BN-NSS-SYR-0002 | Compact | 174715 | 2012-12-15 | Warrenty | 2013-06-25 | 2015-06-24 |  | Bbraun |  |  |  |  | X |  | 30000
1122 | NSS | Syringe pump | HYD-BME-1212-BN-NSS-SYR-0003 | Compact | 174681 | 2012-12-16 | Warrenty | 2013-06-25 | 2015-06-24 |  | Bbraun |  |  |  |  | X |  | 30000
1123 | NSS | Monitor (323 NS) | HYD-BME-0907-BN-NSS-MON-0000 | M-1000 | AQ23168862 | 2012-11-09 |  |  |  |  | Mediaid |  |  |  |  | x |  | 51975 | ECG,SPO2,NIBP
1124 | NSS | Bipap Machine | HYD-BME-0907-BN-NSS-BIP-0000 | Harmony | 6028026 | 2013-10-03 | warranty | 2013-10-03 | 2016-10-02 |  | Respironics |  |  |  |  | X |  | 80000
1125 | NSS | Bipap Macine (635 NS) | HYD-BME-0907-BN-NSS-BIP-0000 | Harmony | 6038560 | 2013-10-03 |  |  |  |  | Respironics | [6 empty] | 80000
1126 | NSS | Bipap Macine (523 NS) | HYD-BME-0907-BN-NSS-BIP-0000 | Harmony | 6027647 | 2013-10-03 |  |  |  |  | Respironics | [6 empty] | 80000
1127 | NSS | Bipap Macine (608 NS) | HYD-BME-0907-BN-NSS-BIP-0000 | Harmony | 6038607 | 2013-10-03 |  |  |  |  | Respironics | [6 empty] | 80000
1128 | NSS | ECG Machine ( 635 NS) | HYD-BME-0907-BN-NSS-ECG-0000 | TC20 | CN21608674 | [5 empty] | Philips |  |  |  |  | X
1129 | CSD | Sterilizer | HYD-BME-1203-BN-CSD-STE-0000 |  | 418 | 2003-12-28 |  |  |  |  | Mediquip |  |  |  |  | X |  |  | Double door, High pressure, horizontal
1130 | CSD | Plasma Sterilizer | HYD-BME-0211-BN-CSD-STP-0000 | 100NX | 10411600-29 | 2011-02-24 |  |  |  |  | Sterrad |  |  |  |  | X
1131 | CSD | Sterilizer | HYD-BME-0611-BN-CSD-STE-0000 | DDRHHP | 554 | 2011-06-17 |  |  |  |  | Mediquip |  |  |  |  | X |  |  | Micro Processor Auto Control Panel. Thermograp
1132 | CSD | Hot air oven | HYD-BME-0611-BN-CSD-HAO-0000 | Memmert | 1602 | 2016-04-12 |  |  |  |  | Rotek |  |  |  |  | X
1133 | CSD | Ultrasonic cleaner | HYD-BME-0316-BN-CSD-ULC-0000 | EN-150-US | 2K1601007 | 2016-04-12 |  |  |  |  | Enertech |  |  |  |  | X
1134 | BCL | Water bath | HYD-BME-0101-BN-BCL-WAB-0000 |  | 6712JJ92 | 2001-01-01 |  | 21500 | BME |  | Equitron |  |  | X | Working
1135 | BCL | Fully Auto Chemistry analyser | HYD-BME-0101-BN-BCL--0000 | Access 2 | 505844 | 2012-03-12 |  |  |  |  | Beckman |  |  | X
1136 | BCL | Fully Auto Coagulation Analyser | HYD-BME-0101-BN-BCL--0000 | STA Compacto max | 75021186 | 2016-01-20 |  |  |  |  | Stago |  |  | X
1137 | BCL | Fully Auto chemistry Analyser | HYD-BME-0101-BN-BCL--0000 | DCX 800 | 1181 | 2014-02-01 |  |  |  |  | Beckman |  |  | X
1138 | BCL | Digital Electronic balance | HYD-BME-0101-BN-BCL--0000 |  | 448 | 2007-06-01 |  |  |  |  | Citizen |  |  | X
1139 | BCL | Single Pan Digital Electronic balance | HYD-BME-0101-BN-BCL--0000 | 200D | 5138D | 2011-03-08 |  |  |  |  | Dhona Instruments |  |  | X
1140 | BCL | Deep Freezer | HYD-BME-0101-BN-BCL--0000 |  | 5210267P152002401 | [5 empty] | Voltas |  |  | X
1141 | BCL | Centrifuge | HYD-BME-0101-BN-BCL--0000 | R-8C BL | ZCBN-04214 | [5 empty] | Remi |  |  | X | Working
1142 | BCL | Water Purification System | HYD-BME-0101-BN-BCL--0000 |  | BM4AA9744 | [5 empty] | Millipore |  |  | X
1143 | BCL | Deep Freezer | HYD-BME-0101-BN-BCL--0000 |  | BD5023585 |  |  |  | BME |  | Blue star |  |  | X | Working
1144 | BCL | Osmometer | HYD-BME-0101-BN-BCL--0000 | Osmomat 030 | 110221 | 2011-04-11 |  | 500000 |  |  | Gonotech |  |  | X | Working
1145 | BCL | Centrifuge (Brush less) | HYD-BME-0101-BN-BCL--0000 | R-8CBL | GGLC-8763 | 2013-08-14 |  | 28619.8 | BME |  | Remi |  |  | X | Working
1146 | BCL | Rotary Shaker | HYD-BME-0101-BN-BCL--0000 | RS-12RDX |  | 16/9/2015 |  |  |  |  | Remi |  |  | X
1147 | BCL | Fully auto Chemistry Analyzer | HYD-BME-0101-BN-BCL--0000 | Rx Imola | 7201-0805 | 2016-01-19 |  |  |  |  | Randox |  |  | 2017-01-21
1148 | BCL | Fully Auto Chemistry Analyzer | HYD-BME-0101-BN-BCL--0000 | Cobase411 | 1253-24 | 2014-04-09 |  |  |  |  | Roche |  |  | 2017-05-24
1149 | BCL | Cyclo mixer | HYD-BME-0101-BN-BCL--0000 | CM 101 | KVCM1412 | 2002-01-21 |  |  |  |  | Remi |  |  | X
1150 | BCL | Colorimeter | HYD-BME-0101-BN-BCL--0000 |  | 7320 | 2015-06-01 |  |  |  |  | Elico |  |  | 2017-01-16
1151 | BCL | Semi Auto Analyzer | HYD-BME-0101-BN-BCL--0000 | Rx monza | 328-11-0462 | 2012-10-16 |  |  |  |  | Randox |  |  | 2016-10-09
1152 | BCL | Elisa Reader | HYD-BME-0101-BN-BCL--0000 | Stat fax 332 plus | 1139 | 14/10/2012 |  | 230000 | AMC | 2015-08-01 | CPC Diagnistic |  |  | X
1153 | BCL | Water bath | HYD-BME-0101-BN-BCL--0000 | X | 50216099 | [5 empty] | SISCA |  |  | X
1154 | BCL | Electrophoresis | HYD-BME-0101-BN-BCL--0000 | EV265 | 95279 | 2010-03-03 |  |  |  |  | Consort |  |  | 2017-02-16
1155 | BCL | Protein Analyser | HYD-BME-0101-BN-BCL--0000 | SPA PLUS | 2233600912C | 2013-01-10 |  |  |  |  | Binding site |  |  | x
1156 | BCL | Fully auto chemistry Analyser | HYD-BME-0101-BN-BCL--0000 | Bio Flash | 326 | [5 empty] | inova diagnostics |  |  | x
1157 | BCL | Fully auto chemistry Analyser | HYD-BME-0101-BN-BCL--0000 | Trivition | 2229003624 | [5 empty] | Diasorin |  |  | x
1158 | BCL | Water Bath | HYD-BME-0101-BN-BCL--0000 |  | 50116175 | [5 empty] | sisca |  |  | x
1159 | BCL | ABG | HYD-BME-0101-BN-BCL--0000 | ABL800 | 754R2115N0004 | [5 empty] | Radiometer |  |  | 2016-12-27
1160 | BCL | Electronic balance | HYD-BME-0101-BN-BCL--0000 | CG2202 | 9010990 | [5 empty] | Citizen |  |  | 2016-08-25
1161 | BCL | Microplate reader | HYD-BME-0101-BN-BCL--0000 |  | 101294 | 2013-10-10 |  |  |  |  | Roche
1162 | BCL | Semi auto coaugulation analyser | HYD-BME-0101-BN-BCL--0000 | start4 | BT3402B652 | 2016-03-14 |  |  |  |  | Stago
1163 | BCL | Water bath | HYD-BME-0101-BN-BCL--0000 |  | 14302 | [5 empty] | Rotek
1164 | BCL | PH Meter | HYD-BME-0101-BN-BCL--0000 | DPH500 | 125000383 | [5 empty] | Global
1165 | BCL | Hemo globin testing system | HYD-BME-0101-BN-BCL--0000 | D10 | DB7A097010 | [5 empty] | Biorad
1166 | BCL | Fully automated coauglation Analyser | HYD-BME-0101-BN-BCL--0000 | ACL Top 300 CTS | 14101559 | 2015-10-13 |  |  |  |  | IL |  |  | 2017-10-16
1167 | PTL | Hemoatology Analyzer | HYD-BME-0101-BN-PTL--0000 | kx 21 | B-1916 | 2001-01-01 |  | 400000 | CMC | 2015-04-01 | Sysmex |  |  | x | Working
1168 | PTL | Hemoatology Analyzer |  | XT4000I | 11371 | [5 empty] | Sysmex |  |  | x
1169 | PTL | Microscope | HYD-BME-0101-BN-PTL--0000 | Eclipse E200 | 763217 | 2001-01-01 |  | 170117 |  |  | Nikon |  |  | x | Working
1170 | PTL | Microscope | HYD-BME-0101-BN-PTL--0000 | YS100 | 616838 | 2004-01-01 |  |  |  |  | Nikon |  |  | x | Working
1171 | PTL | Microscope | HYD-BME-0303-BN-PTL-0000 | Eclipse 400E |  | 2003-03-18 |  | 405630 |  |  | Nikon |  |  | x | Working
1172 | PTL | Microscope | HYD-BME-0309-BN-PTL--0000 | CH 20 I | 9A02335 | 2009-03-30 |  | 29328 |  |  | Olympus |  |  | x | Working
1173 | PTL | Centrifuge | HYD-BME-0813-BN-PTL--0000 | GGLC-8892 | GGLC-8762 | 2013-08-14 |  | 28619.8 | BME |  | Remi |  |  | x | Working
1174 | PTL | Centrifuge | HYD-BME-0813-BN-PTL--0000 | R-8C | IELC-9703 | [5 empty] | Remi |  |  | X
1175 | MBL | Shaker | HYD-BME-0101-BN-MBL--0000 | RS -12 | IUCM-837 | 2001-01-01 |  | 20000 | BME |  | REMI |  |  | X | Working
1176 | MBL | Microscope | HYD-BME-0101-BN-LMB--0000 | Eclips e200 | 762129 | 2001-01-01 |  | 170117 |  |  | Nikon |  |  | X | Working
1177 | MBL | Laminar Air Flow Cabinet | HYD-BME-0101-BN-MBL--0000 | H13 | DPGTB | 2001-01-01 |  | 150000 | AMC | 2015-08-16 | Kemi |  |  | X | Working
1178 | MBL | Incubator | HYD-BME-0101-BN-MBL--0000 | 151 | 32055 | 2001-01-01 |  | 58320 | BME |  | Narang scientific |  |  | X | Working
1179 | MBL | Bact Alert Microbial Detection System | HYD-BME-0213-BN-MBL--0000 | 3D-240 | 208CM7793 | 2013-02-28 |  | 1065000 | CMC | 2015-04-01 | Biomerieux |  |  | X | Working
1180 | MBL | Automated ID/ast analyzer | HYD-BME-0213-BN-MBL--0000 | Vitek 2 compact -60 | Vk2C11276 | 2013-02-28 |  | 1135000 | CMC | 2015-04-01 | Biomerieux |  |  | X | Working
1181 | MBL | Autoclave | HYD-BME-0101-BN-MBL--0000 |  | 52052006 | 2001-01-01 |  | 30000 | AMC | 2015-04-01 | shital scientific industries |  |  | x | Working
1182 | MBL | Centrifuge | HYD-BME-0813-BN-MBL--000 | R-8CBL | GGLC-8892 | 2013-08-14 |  | 28619.8 |  |  | Remi |  |  | X | Working
1183 | MBL | Autoclave | HYD-BME-0212-BN-MBL--0000 | 16" X 24" | 101 | 2012-02-20 |  | 99750 | AMC | 2015-04-01 | Satya Medical Systems |  |  | x | Working
1184 | MBL | Biosafety cabinet(class IIB2) | HYD-BME-0813-BN-MBL--000 | LABGRAND EXEL | 1471401O2411 |  |  | 518657 | AMC | 2015-08-16 | Nuair |  |  | X | Working
1185 | MBL | Hot Air Oven | HYD-BME-0915-BN-MBL--0000 |  | 14175 | 16/9/2015 |  | 29095 | Warrrenty |  | Rotek |  |  | X | Working
1186 | MBL | Water Bath | HYD-BME-0915-BN-MBL--0000 |  | 141304 | 16/9/2015 |  | 8478.75 | Warrrenty |  | Rotek |  |  | X | Working
1187 | MBL | Incubator | HYD-BME-0915-BN-MBL--0000 |  | 14191 | 16/9/2015 |  | 59351 | Warrrenty |  | Rotek |  |  | X | Working
1188 | MBL | Rotary shaker | HYD-BME-0915-BN-MBL--0000 | RS-12RDX | EHCM 1000 | 16/9/2015 |  |  | Warrrenty |  | Remi |  |  | X | Working
1189 | MBL | Autoclave | HYD-BME-0101-BN-MBL--0000 |  | 101072006 | 2001-01-01 |  | 30000 | AMC | 2015-04-01 | shital scientific industries |  |  | X | Working
1190 | MBL | Incubator | HYD-BME-0101-BN-MBL--0000 | C1-6S | 1HC1767 | 2001-01-01 |  | 80000 |  |  | Remi |  |  | X | Working |  |  |  | Servo Voltage Stabilizer"
1191 | MBL | Centrifuge | HYD-BME-0101-BN-MBL--0000 | R8C | ZCIN26168 | [5 empty] | Remi |  |  | X
1192 | MBL | Fully Automated immuno Analyser | HYD-BME-0101-BN-MBL--0000 | Vitro ECI | 30002605 | [5 empty] | Otho clinical |  |  | 2016-07-16
1193 | MBL | Fully automated immune Analyser | HYD-BME-0101-BN-MBL--0000 | Krptor Compact | K072 | [5 empty] | Thermo Fisher |  |  | 2016-04-28
1194 | BLB | Water Bath | HYD-BME-0802-BN-BLB-WAB-0000 | Narang scientific | 51746 | 2002-04-08 |  |  |  | Working | NSW India | [6 empty] | 14953
1195 | BLB | Rotary Shaker | HYD-BME-0802-BN-BLB-RSK-0000 | RS12 | FNCM 770 | 2002-04-09 |  |  |  | Working | Remi | [6 empty] | 14953
1196 | BLB | Microscope | HYD-BME-0101-BN-BLB-MCS-0000 | CXR11 |  | 2001-01-01 |  |  |  | Working | Labomed | [6 empty] | 58000
1197 | BLB | Blood Storage Refrigerator | HYD-BME-0802-BN-BLB-BSR-0000 | BR-120 | BDI 2466 | 2002-04-08 |  |  |  | Working | Remi | [6 empty] | 80000
1198 | BLB | Blood Storage Refrigerator | HYD-BME-1100-BN-BLB-BSR-0000 | BR-120 | BDI-1811 | 2006-10-01 |  |  |  | Working | Remi | [6 empty] | 80000
1199 | BLB | Blood Collection Monitor | HYD-BME-1207-BN-BLB-BCM-0000 | D-601 | 712210 | 2007-12-24 |  |  |  | Working | Terumo penpol | [6 empty] | 153140
1200 | BLB | Blood Bag Tube Sealer | HYD-BME-0210-BN-BLB-BTS-0000 | XS1010 | 10021204 | 2010-10-19 |  |  |  | Working | Terumo penpol | [6 empty] | 115000
1201 | BLB | Colorimeter | HYD-BME-0810-BN-BLB-CLM-0000 | CL-157 | 9531 | 2010-08-05 |  |  |  | Working | Elico | [6 empty] | 8320
1202 | BLB | Laminar Flow | HYD-BME-0211-BN-BLB-LAM-0000 | WHL-4000GE | 10110227HL230 | 2011-02-18 |  |  |  | Working | Whitenair | [6 empty] | 59739
1203 | BLB | Sterile connecting device | HYD-BME-0311-BN-BLB-SCD-0000 | TSCD-II | 1007014 | 2011-03-03 |  |  |  | Working | Terumo penpol | [6 empty] | 769600
1204 | BLB | CMS | HYD-BME-0511-BN-BLB-CMS-0000 | IM2000 | 1660511 | 2011-05-03 |  |  |  | Working | Ajinkya | [6 empty] | 136125 | 16 channel-12 Sensors
1205 | BLB | Cell Counter 3 Part | HYD-BME-0113-BN-BLB-CEC-0000 | XP 100 | A1105 | 2013-01-29 | 2015-04-01 | 2016-03-31 | 15000 | Working | Transasia(sysmex) | [6 empty] | 395000
1206 | BLB | Centrifuge | HYD-BME-0813-BN-BLB-CEN-0000 | R-8CBL | GGLC-8764 | 2013-08-14 |  |  |  | Working | Remi | [6 empty] | 28619.8
1207 | BLB | Hemoque | HYD-BME-1013-BN-BLB-SUP-0000 | HB 20+ | 1248013052 | 2013-10-31 |  |  |  | Working | Paradigm medivision PVT LTD | [6 empty] | 30345
1208 | BLB | Platelet Incubator | HYD-BME-1214-BN-BLB-PIB-0000 | PI-200 | 1407856 | 2014-12-15 | 2014-12-15 | 2016-12-14 |  | Working | Terumo penpol | [6 empty] | 262500
1209 | BLB | Cryo Bath | HYD-BME-1214-BN-BLB-CRB-0000 | CB100 | 1406314 | 2014-12-15 | 2014-12-15 | 2016-12-14 |  | Working | Terumo penpol | [6 empty] | 123099
1210 | BLB | Blood Collection Monitor | HYD-BME-1214-BN-BLB-BCM-0000 | D601 | 14051768 | 2014-12-15 | 2014-12-15 | 2016-12-14 |  | Working | Terumo penpol | [6 empty] | 120750
1211 | BLB | Plasma Expressor` | HYD-BME-1214-BN-BLB-PEP-0000 | Intelligent Express E-300 | 1405554 | 2014-12-15 | 2014-12-15 | 2016-12-14 |  | Working | Terumo penpol
1212 | BLB | Tube sealer | HYD-BME-1214-BN-BLB-TUS-0000 | XS1010 | 14053043 | 2014-12-16 | 2014-12-15 | 2016-12-14 |  | Working | Terumo penpol | [6 empty] | 120750
1213 | BLB | Tube sealer | HYD-BME-1214-BN-BLB-TUS-0000 | XS1010 | 11021636 | 2014-12-17 |  |  |  |  | Terumo penpol
1214 | BLB | Deep Freezer (-40 degree) | HYD-BME-1214-BN-BLB-DFZ-0000 | DF40U | 1407382 | 2014-12-18 | 2014-12-15 | 2016-12-14 |  | Working | Terumo penpol | [6 empty] | 341250
1215 | BLB | Deep Freezer (-80 degree) | HYD-BME-1214-BN-BLB-DFZ-0000 | DF80U | 1406273 | 2014-12-19 | 2014-12-15 | 2016-12-14 |  | Working | Terumo penpol | [6 empty] | 525000
1216 | BLB | Blood Weighing Scale | HYD-BME-1214-BN-BLB- BWS-0000 | CS-300 | 1211385 | 2014-12-20 | 2014-12-15 | 2016-12-14 |  | Working | Terumo penpol
1217 | BLB | Blood Bank Refrigirator(300 Bags) | HYD-BME-1214-BN-BLB- BSR-0000 | BBR-600G | 1408348 | 2014-12-21 | 2014-12-15 | 2016-12-14 |  | Working | Terumo penpol | [6 empty] | 283500
1218 | BLB | Blood Bank Refrigirator(300 Bags) | HYD-BME-1214-BN-BLB-BSR-0000 | BBR-600C | 1403334 | 2014-12-22 | 2014-12-15 | 2016-12-14 |  | Working | Terumo penpol | [6 empty] | 283500
1219 | BLB | Cooling CentrifugE | HYD-BME-1214-BN-BLB-COC-0000 | MP6000R | CAC-555 | 2014-12-23 |  |  |  | Working | Eitek | [6 empty] | 641335
1220 | BLB | PH Meter | HYD-BME-1214-BN-BLB-PHM-0000 | DPH-500 | 135000011 | 2014-12-24 |  |  |  | Working | Global electronics
1221 | BLB | Coagulation Analyser | HYD-BME-0215-BN-BLB-COA-0000 | C1 | C1-12345 | 2015-02-02 |  |  |  | Working | Helena | [6 empty] | 68250
1222 | BLB | Double pan Weighimg Scale | HYD-BME-0215-BN-BLB-DPW-0000 | CBZ50PLUS | KHCM2148 | 2015-02-02 |  |  |  |  | Remi | [6 empty] | 86378
1223 | BLB | Donor couch | HYD-BME-0215-BN-BLB-DNC-0000 | Dzire3X | ZBAT00482 | 2015-02-02 |  |  |  |  | Remi
1224 | BLB | Centrifuge | HYD-BME-0215-BN-BLB-CEN-0000 | 12SII | 1003469 | 2015-02-02 |  |  |  |  | Diamed
1225 | BLB | Incubator | HYD-BME-0215-BN-BLB-ICB-0000 | 3751 | 2001543 | 2015-02-02 |  |  |  |  | Diamed
1226 | BLB | Blood Bank Refrigirator | HYD-BME-0215-BN-BLB-BSR-0000 | BBR600G | 201604508 | 2015-02-02 |  |  |  |  | Terumo penpol
1227 | BLB | ID Reader | HYD-BME-0215-BN-BLB-IDS-0000 | Banjo | 2748 | 2015-02-02 |  |  |  |  | Diamed
1228 | BLB | Automated Blood Collection System | HYD-BME-0215-BN-BLB-BCS-0000 | Trima accel | LPN777398062 | 2015-02-02 |  |  |  |  | Terma BCT
1229 | BLB | Auto analyser | HYD-BME-0215-BN-BLB-SUP-0000 | Architect i1000SR | 1SR5041 | 2015-02-02 |  |  |  |  | Abbott Medical Optics
1230 | BLB | Donor couch | HYD-BME-0215-BN-BLB-DOC-0000 | LC-300 | 1504061 | 2015-02-02 |  |  |  |  | Terumo penpol
1231 | BLB | Donor couch | HYD-BME-0215-BN-BLB-DOC-0000 | LC-300 | 1501046 | 2015-02-02 |  |  |  |  | Terumo penpol
1232 | BLB | Incubator | HYD-BME-0215-BN-BLB-ICB-0000 |  | 28461 | 2015-02-02 |  |  |  |  | Narang scientific
1233 | BLB | Blood mixer | HYD-BME-0215-BN-BLB-BLM-0000 |  | SR-20-A-3911 | 2015-02-02 |  |  |  |  | Transasia
1234 | BLB | Blood Storage Refrigerator | HYD-BME-0215-BN-BLB-BSR-0000 | BBR 300 | 1107345 | 2015-02-02 |  |  |  |  | Transasia