## Sheet1
Sr. No. | Dept | Equipment Name | Equip. ID (20 DIG CODE) | Eq. Model | Serial Number | Date of Instal. | STATUS (A-C-B-W) | Contract from | Contract to | Contract cost | Company Name | Vendor | PM Done date | PM Due date | Calibration done date | Calibration due date | Remarks | Eq. Cost (Rupees) | Accessories | PO No. | PO Date
1 | ERC | Monitor | 1 | M-1000 | AQ5BB3682 | 2006-11-23 | Biomedical | Biomedical | Biomedical | Biomedical | Mediaid | Mediaid | 2016-09-08 | 2017-03-08 | 2016-06-14 | 2017-06-13 |  | 91950 | ECG, Spo2, NIBP and Power cord | 18POR0068741 | 2006-08-25
2 | ERC | Monitor | 2 | M-1000 | AQ67B7951 | 2006-11-23 | Biomedical | Biomedical | Biomedical | Biomedical | Mediaid | Mediaid | 2016-09-08 | 2017-03-08 | 2016-06-14 | 2017-06-13 |  | 91950 | ECG, Spo2, NIBP and Power cord | 18POR0068741 | 2006-08-25
3 | ERC | Monitor | 3 | Mec-2000 | CV7C100281 | 2007-12-20 | Biomedical | Biomedical | Biomedical | Biomedical | Mindray | Mindray | 2016-09-08 | 2017-03-08 | 2016-06-14 | 2017-06-13 |  | 72500 | ECG, Spo2, NIBP and Power cord | 92POR0000196 | 2007-10-11
4 | ERC | Monitor | 4 | Mec-2000 | CV7C100284 | 2007-12-20 | Biomedical | Biomedical | Biomedical | Biomedical | Mindray | Mindray | 2016-09-08 | 2017-03-08 | 2016-06-14 | 2017-06-13 |  | 72500 | ECG, Spo2, NIBP and Power cord | 92POR0000196 | 2007-10-11
5 | ERC | Monitor | 5 | Mec-2000 | CV7C100286 | 2007-12-20 | Biomedical | Biomedical | Biomedical | Biomedical | Mindray | Mindray | 2016-09-08 | 2017-03-08 | 2016-06-14 | 2017-06-13 |  | 72500 | ECG, Spo2, NIBP and Power cord | 92POR0000196 | 2007-10-11
6 | ERC | Monitor | 6 | Mec-2000 | CV7C100287 | 2007-12-20 | Biomedical | Biomedical | Biomedical | Biomedical | Mindray | Mindray | 2016-09-08 | 2017-03-08 | 2016-06-14 | 2017-06-13 |  | 72500 | ECG, Spo2, NIBP and Power cord | 92POR0000196 | 2007-10-11
7 | ERC | Monitor | 7 | M-1000 | AQ5BB3694 | 2006-02-01 | Biomedical | Biomedical | Biomedical | Biomedical | Mediaid | Mediaid | 2016-09-08 | 2017-03-08 | 2016-06-14 | 2017-06-13 |  | 91950 | ECG, Spo2, NIBP and Power cord |  | 2006-02-01
8 | ERC | Monitor | 8 | M-1000 | AQ5BB3717 | 2006-02-01 | Biomedical | Biomedical | Biomedical | Biomedical | Mediaid | Mediaid | 2016-09-08 | 2017-03-08 | 2016-06-14 | 2017-06-13 |  | 91950 | ECG, Spo2, NIBP and Power cord |  | 2006-02-01
9 | ERC | Monitor | 9 | G30 | CN32709626 | 2013-12-31 | Biomedical | Biomedical | Biomedical | Biomedical | Philips | Philips | 2016-09-08 | 2017-03-08 | 2016-03-07 | 2017-03-06 |  | 78000 | ECG, Spo2, NIBP and Power cord | 82140009209 | 2013-10-23
10 | ERC | Monitor | 10 | G30 | CN32709628 | 2013-12-31 | Biomedical | Biomedical | Biomedical | Biomedical | Philips | Philips | 2016-09-08 | 2017-03-08 | 2016-03-07 | 2017-03-06 |  | 78000 | ECG, Spo2, NIBP and Power cord | 82140009209 | 2013-10-23
11 | ERC | Monitor | 11 | M-1000 | AQ88115480 | 2008-07-14 | Biomedical | Biomedical | Biomedical | Biomedical | Mediaid | Mediaid | 2016-09-08 | 2017-03-08 | 2016-06-14 | 2017-06-13 |  | 66000 | ECG, Spo2, NIBP and Power cord | 92POR0000369 | 2008-07-14
12 | ERC | Monitor | 12 | G30 | CN32714111 | 2015-01-19 | Biomedical | Biomedical | Biomedical | Biomedical | Philips | Philips | 2016-09-08 | 2017-03-08 | 2016-03-07 | 2017-03-06 |  | 80000 | ECG, Spo2, NIBP and Power cord | 15140004929 | 30/7/2014
13 | ERC | Monitor | 13 | G30 | CN32714110 | 2015-01-19 | Biomedical | Biomedical | Biomedical | Biomedical | Philips | Philips | 2016-09-08 | 2017-03-08 | 2016-03-07 | 2017-03-06 |  | 80000 | ECG, Spo2, NIBP and Power cord | 15140004929 | 30/7/2014
14 | ERC | Monitor | 14 | G30 | CN32714113 | 2015-01-19 | Biomedical | Biomedical | Biomedical | Biomedical | Philips | Philips | 2016-09-08 | 2017-03-08 | 2016-03-07 | 2017-03-06 |  | 80000 | ECG, Spo2, NIBP and Power cord | 15140004929 | 30/7/2014
15 | ERC | Monitor | 15 | M-1000 | AQ-23168878 | 2006-11-01 | Biomedical | Biomedical | Biomedical | Biomedical | Mediaid | Mediaid | 2016-09-08 | 2017-03-08 | 2016-06-14 | 2017-06-13 |  | 80000 | ECG, Spo2, NIBP and Power cord
16 | ERC | Monitor | 16 | G30 | CN32714106 | 2013-12-31 | Biomedical | Biomedical | Biomedical | Biomedical | Philips | Philips | 2016-09-08 | 2017-03-08 | 2016-03-07 | 2017-03-06 |  | 80000 | ECG, Spo2, NIBP and Power cord |  | 2013-10-23
17 | ERC | Monitor | 17 | G30 | CN32709629 | 2013-12-31 | Biomedical | Biomedical | Biomedical | Biomedical | Philips | Philips | 2016-09-08 | 2017-03-08 | 2016-03-07 | 2017-03-06 |  | 80000 | ECG, Spo2, NIBP and Power cord |  | 2013-10-23
18 | ERC | Monitor | 18 | Mec-2000 | CV93101333 | 2009-04-21 | Biomedical | Biomedical | Biomedical | Biomedical | Mindray | Mindray | 2016-09-08 | 2017-03-08 | 2016-06-14 | 2017-06-13 |  | 153847 | ECG, Spo2, NIBP, IBP and Power cord | 92POR0000447 | 2008-05-12
19 | ERC | Monitor | 19 | MP-20 | DE80184740 | 2014-07-07 | Biomedical | Biomedical | Biomedical | Biomedical | Philips | Philips | 2016-09-08 | 2017-03-08 | 2016-03-07 | 2017-03-06 |  | 285000 | ECG Spo2, NIBP, IBP, ETCO2 and Power cord
20 | ERC | Defbrillator | 20 | Heart Start XL | US00571413 | 2015-06-01 | CMC | 2016-04-01 | 2017-03-31 | 15543.2672 | Philips | Philips | 2016-09-10 | 2017-03-10 | 2016-03-09 | 2017-03-08 |  | 80000 | ECG Cable and Power cord | 15140004929 | 30/7/2015
21 | ERC | Defibrillator | 21 | Heart Start XL | US00120769 | 2003-01-04 | CMC | 2016-04-01 | 2017-03-31 | 15543.2672 | Philips | Philips | 2016-09-10 | 2017-03-10 | 2016-03-09 | 2017-03-08 |  | 250000 | ECG Cable and Power cord | 18POR03389 | 2003-03-27
22 | ERC | Defibrillator | 22 | DFM-100 | CN32600076 | 2014-09-17 | Biomedical | Biomedical | Biomedical | Biomedical | Philips | B Braun | 2016-09-10 | 2017-03-10 | 2016-03-09 | 2017-03-08 |  | 180000 | ECG Cable and Power cord | 15140006719 | 13/9/2014
23 | ERC | Defibrillator | 23 | DFM-100 | CN32600079 |  | Biomedical | Biomedical | Biomedical | Biomedical | Philips | B Braun | 2016-09-10 | 2017-03-10 | 2016-03-09 | 2017-03-08 |  | 180000 | ECG Cable and Power cord | 15140006719 | 13/9/2014
24 | ERC | ECG Machine | 24 | TC-20 | CNO1271928 | 2013-01-25 | CMC | 2016-04-01 | 2017-03-31 | 8288 | Philips | B Braun | 2017-02-28 | 2017-08-28 | 2017-02-28 | 2018-02-27 |  | 135000 | 10 lead ECG cable, Power cord | 82110030771 | 2013-03-16
25 | ERC | Syringe Pump | 25 | Perfusor Compact | 171361 | 2012-12-13 | Biomedical | Biomedical | Biomedical | Biomedical | B Braun | B Braun | 2017-01-05 | 2017-07-05 | 2017-01-05 | 2018-01-04 |  | 31500 | Power cord | 821100 | 2011-11-26
26 | ERC | Syringe Pump | 26 | Perfusor Compact | 188272 | 2013-07-26 | Biomedical | Biomedical | Biomedical | Biomedical | B Braun | B Braun | 2017-01-05 | 2017-07-05 | 2017-01-05 | 2018-01-04 |  | 30000 | Power cord | 82140003310 | 2013-06-17
27 | ERC | Syringe Pump | 27 | Perfusor Compact | 205448 | 2014-12-22 | Biomedical | Biomedical | Biomedical | Biomedical | B Braun | B Braun | 2017-01-05 | 2017-07-05 | 2017-01-05 | 2018-01-04 |  | 30000 | Power cord
28 | ERC | Syringe Pump | 28 | Perfusor Compact | 204344 | 2014-12-22 | Biomedical | Biomedical | Biomedical | Biomedical | B Braun | B Braun | 2017-01-05 | 2017-07-05 | 2017-01-05 | 2018-01-04 |  | 30000 | Power cord
29 | ERC | Syringe Pump | 29 | Perfusor Compact | 204389 | 2014-12-22 | Biomedical | Biomedical | Biomedical | Biomedical | B Braun | B Braun | 2017-01-05 | 2017-07-05 | 2017-01-05 | 2018-01-04 |  | 30000 | Power cord
30 | ERC | Syringe Pump | 30 | Perfusor Compact | 204393 | 2014-12-22 | Biomedical | Biomedical | Biomedical | Biomedical | B Braun | B Braun | 2017-01-05 | 2017-07-05 | 2017-01-05 | 2018-01-04 |  | 30000 | Power cord
31 | ERC | Syringe Pump | 31 | Perfusor Compact | 174651 | 2014-12-22 | Biomedical | Biomedical | Biomedical | Biomedical | B Braun | B Braun | 2017-01-05 | 2017-07-05 | 2017-01-05 | 2018-01-04 |  | 30000 | Power cord
32 | ERC | Syringe Pump | 32 | Perfusor Compact | 64096 | 2014-12-22 | Biomedical | Biomedical | Biomedical | Biomedical | B Braun | B Braun | 2017-01-05 | 2017-07-05 | 2017-01-05 | 2018-01-04 |  | 30000 | Power cord
33 | ERC | Syringe Pump | 33 | Perfusor Compact | 212705 | 2014-12-22 | Biomedical | Biomedical | Biomedical | Biomedical | B Braun | Maquet | 2017-01-05 | 2017-07-05 | 2017-01-05 | 2018-01-04 |  | 30000 | Power cord
34 | ERC | Syringe Pump | 34 | Perfusor Compact | 188266 | 2013-07-26 | Biomedical | Biomedical | Biomedical | Biomedical | B Braun | Maquet | 2017-01-05 | 2017-07-05 | 2017-01-05 | 2018-01-04 |  | 30000 | Power cord
35 | ERC | Infusion Pump | 35 | Infusomat P | 7225 | 2013-07-26 | Biomedical | Biomedical | Biomedical | Biomedical | B Braun | Nidek | 2017-01-05 | 2017-07-05 | 2017-01-05 | 2018-01-04 |  | 55000 | Power cord
36 | ERC | Ventilator | 36 | Servo S | 8579 | 2008-07-15 | CMC | 2016-04-01 | 2017-03-31 | 49373 | Maquet | Vivo | 2016-10-18 | 2017-04-18 | not required | not required |  | 575000 | Expiratory Casset | 92POR0000376 & 92POR0000377 | 2008-07-15
37 | ERC | Ventilator | 37 | Servo S | 25827 | 2012-12-04 | Biomedical | Biomedical | Biomedical | Biomedical | Maquet | Fuji Film | 2016-10-18 | 2017-03-08 | not required | not required | BME | 666667 | Expiratory Casset , Power cord | 82110026095 | 2012-11-26
38 | ERC | Ventilator | 38 | Servo S | 25828 | 2012-12-04 | Biomedical | Biomedical | Biomedical | Biomedical | Maquet | Invivo | 2016-10-18 | 2017-03-08 | not required | not required |  | 666667 | Expiratory Casset , Power cord | 82110026095 | 2012-11-26
39 | ERC | Bipap | 39 | Nidek | 5310192 | 2006-02-24 | Biomedical | Biomedical | Biomedical | Biomedical | Nidek | Mindray | 2017-02-13 | 2017-08-13 | not required | not required |  | 80000 | Power cord
40 | ERC | Bipap | 40 | Vivo 30 | 160510 | 2006-02-06 | Biomedical | Biomedical | Biomedical | Biomedical | Vivo | B Braun | 2017-01-21 | 2017-07-21 | not required | not required |  | 80000 | Power cord
41 | RAD | X-Ray (800ma) | 41 | Polydors LX 50 | 7179 | 2008-08-11 | CMC | 2016-04-01 | 2017-03-31 | 323075 | Siemens | Capintec | 2016-09-24 | 2017-03-24 | 2016-08-17 | 2018-08-16 |  | 1750000 | X-ray tube, Power cord | 92POR000359 | 2008-05-30
42 | RAD | X Ray-Mobile | 42 | MM 2.5 | 31253 | 2001-01-01 | CMC | 2016-04-01 | 2017-03-31 | 52730 | Siemens | Nucleonix | 2017-02-06 | 2017-08-06 | 2016-08-17 | 2018-08-16 |  | 198500 | X-ray tube, Power cord | POR0010426 | 2003-03-01
43 | RAD | X Ray-Mobile | 43 | MM 2.5 | 3712 | 2001-01-01 | CMC | 2016-04-01 | 2017-03-31 | 52730 | Siemens | Nucleonix | 2017-02-06 | 2017-08-06 | 2016-08-18 | 2018-08-17 |  | 200000 | X-ray tube, Power cord |  | 2001-01-01
44 | RAD | X Ray-Mobile | 44 | MM 2.5 | 32098 | 2001-01-01 | CMC | 2016-04-01 | 2017-03-31 | 52730 | Siemens | Mediaid | 2017-02-06 | 2017-08-06 | 2016-08-19 | 2018-08-18 |  | 200000 | X-ray tube, Power cord |  | 2001-01-01
45 | RAD | X Ray-Mobile | 45 | MM 2.5 | 32112 | 2007-03-01 | CMC | 2016-04-01 | 2017-03-31 | 52730 | Siemens | Mediaid | 2017-02-06 | 2017-08-06 | 2016-08-18 | 2018-08-17 |  | 200000 | X-ray tube, Power cord | NA | 2007-03-01
46 | RAD | CR System with Reader | 46 | Capsula X Drypix 7000 | 86423833/ 86523687 | 2008-10-22 | CMC | 2017-04-01 | 2018-03-31 | 137422 | Fuji Film | Mediaid | 2016-11-01 | 2017-05-01 | 2016-11-17 | 2017-11-16 |  | 1500000 | Cassette, Power cord | 92POR0000405 | 2008-02-09
47 | RAD | CR Printer | 47 | Drypix 7000 | 86537570 | 2008-10-22 | CMC | 2017-04-01 | 2018-03-31 | 137422 | Fuji Film | Mediaid | 2016-11-01 | 2017-05-01 | 2016-11-17 | 2017-11-16 |  | 1500000 | Power cord | 92POR0000405 | 2008-02-09
48 | RAD | CT Scan | 48 | Somatum Definition | 60258 | 2007-12-22 | CMC | 2016-04-01 | 2017-03-31 | 4745171 | Siemens | Mediaid | 2017-01-06 | 2017-07-06 | 2016-06-23 | 2017-06-22 |  | 50036440 | a) Stabilizer 250 KVA b) CT Work Station | 92POR0000085 | 2007-07-27
49 | RAD | CT Pressure Injector | 49 | Injectron CT2 | 852007247 | 2007-12-22 | CMC | 2016-04-01 | 2017-03-31 | CMC | Medron | Schiller | 2016-12-20 | 2017-06-20 | 2016-12-30 | 2017-12-29 |  | 300000 | Remore control box, Power cord |  | 2007-07-27
50 | RAD | Ultrasound | 50 | HD11XE | US70670965 | 2006-04-01 | CMC | 2016-04-01 | 2017-03-31 | 186672.75 | Philips | Schiller | 2017-02-04 | 2017-08-04 | 2016-03-20 | 2017-03-19 |  | 2500000 | a)L12-3 Transducer b)C5-2 Transducer c)3D6-2 Transducer d)S4-2 Transducer e)C8-4V Transducer | 18POR65320 | 2006-03-07
51 | RAD | Ultra sound | 51 | HD 15 | USO1023633 | 2011-04-01 | CMC | 2016-04-01 | 2017-03-31 | 225000 | Philips | Schiller | 2017-02-04 | 2017-08-04 | 2016-03-20 | 2017-03-19 |  | 2800000 | 1)C5-2 Tranducer 2)L12-5 Transducer 3)C8-4 Transducer | 82110000801 | 2011-01-18
52 | RAD | Ultra sound | 52 | HD11XE | US41370274 | 2013-06-14 | CMC | 2016-04-01 | 2017-03-31 | 200000 | Philips | Schiller | 2017-02-04 | 2017-08-04 | 2016-03-20 | 2017-03-19 |  | 1500000 | 1)C5-2 Tranducer 2)L12-3 Transducer 3)S4-2 Transducer | 82110028486 | 2013-01-24
53 | RAD | MRI | 53 | Avanto TIM Dot | 57165 | 2014-05-01 | warrenty | Warrenty | Warrenty | Warrenty | Siemens | Schiller | 2016-10-04 | 2017-04-04 | 2016-03-30 | 2017-03-29 |  | 75300000 | Work station, Power cord | 15140000399 | 2014-02-01
54 | RAD | MRI Film Printer | 54 | Dry View 6950 Laser Imager | 69531432 | 2016-11-11 | Warrenty | 2016-11-11 | 2017-11-10 | Warrenty | Care Stream | Schiller | 2016-11-11 | 2017-05-11 | 2016-11-11 | 2017-11-10 |  | 350000 | Power cord |  | 2016-09-10
55 | RAD | MRI Film Printer | 55 | Dry Pix plus | 66114353 | 2016-11-11 | Biomedical | Biomedical | Biomedical | Biomedical | Fuji Film | Philips | 2016-11-01 | 2017-05-01 | 2017-11-17 | 2017-10-17 |  | 350000 | Power cord |  | 2016-09-10
56 | RAD | MRI Comp. Pulse Oximeter | 56 | Invivo 4500 | OXMRI - 4259 | 2001-01-01 | Biomedical | Biomedical | Biomedical | Biomedical | Invivo | Philips | 2017-02-28 | 2017-08-27 | 2016-06-14 | 16/2017 |  | 150000 | Spo2 probe, Power cord |  | 2001-01-01
57 | RAD | MRI Pressure Injector | 57 | Spectris Solaris EP | 3301201262690 | 2013-02-13 | CMC | 2016-04-01 | 2017-03-31 | CMC | Medrad | B Braun | 2016-10-13 | 2017-04-13 | 2016-12-30 | 2017-12-29 |  | 600000 | Remote control box , power cord |  | 2012-12-09
58 | RAD | Defibrillator | 58 | Heart Start XL | US00461552 | 2007-12-01 | CMC | 2016-04-01 | 2017-03-31 | 15543.2672 | Philips | B Braun | 2016-09-10 | 2017-03-10 | 2016-03-09 | 2017-03-08 |  | 175000 | 3 lead ECG Cable , Power cord | 92POR00220 | 2007-11-21
59 | RAD | Monitor | 59 | Mec-1000 | AQ15154835 | 2011-08-11 | Biomedical | Biomedical | Biomedical | Biomedical | Mindray | B Braun | 2016-09-08 | 2017-03-08 | 2016-06-14 | 2017-06-13 |  | 65000 | ECG,SPO2,NIBP and Power cord | 82110009586 | 2011-07-28
60 | RAD | Syringe Pump | 60 | Perfusor Compact | 190664 | 2013-07-26 | Biomedical | Biomedical | Biomedical | Biomedical | B Braun | B Braun | 2016-06-06 | 2016-12-06 | 2106-01-07 | 2017-01-06 |  | 30000 | Power cord | 82140003709 | 2013-06-25
61 | RAD | Dose Calibrator | 61 | CRC-15R | 155677 | 2001-01-01 | Biomedical | Biomedical | Biomedical | Biomedical | Capintec | B Braun | Not required | Not required | 2016-12-01 | 2018-11-30 |  | 250000 |  |  | 2001-01-01
62 | RAD | Digital contamination monitor | 62 | RM701 | 10/05//010 | 2001-01-01 | Biomedical | Biomedical | Biomedical | Biomedical | Nucleonix | B Braun | Not required | Not required | 2016-12-21 | 2018-12-20
63 | RAD | Digital contamination monitor | 63 | RM701 | 12/10/023 | 2001-01-01 | Biomedical | Biomedical | Biomedical | Biomedical | Nucleonix | B Braun | Not required | Not required | 2016-12-21 | 2018-12-20
64 | RAD | Gamma Camera | 64 |  |  | 2017-01-14 | Warrenty | Warrenty | Warrenty | Warrenty | Siemens | B Braun
65 | PCW | Monitor | 65 | M-1000 | AQ23168842 | 2012-11-01 | Biomedical | Biomedical | Biomedical | Biomedical | Mediaid | B Braun | 2016-09-08 | 2017-03-08 | 2016-03-08 | 2017-03-07 |  | 51975 | ECG, Spo2, NIBP And Power cord | 82110019275 | 2012-05-17
66 | PCW | Monitor | 66 | M-1000 | AQ23168959 | 2012-11-01 | Biomedical | Biomedical | Biomedical | Biomedical | Mediaid | B Braun | 2016-09-08 | 2017-03-08 | 2016-03-08 | 2017-03-07 |  | 51975 | ECG, Spo2, NIBP And Power cord | 82110019275 | 2012-05-17
67 | PCW | Monitor | 67 | M-1000 | AQ23168865 | 2012-11-01 | Biomedical | Biomedical | Biomedical | Biomedical | Mediaid | B Braun | 2016-09-08 | 2017-03-08 | 2016-03-08 | 2017-03-07 |  | 51975 | ECG, Spo2, NIBP And Power cord | 82110019275 | 2012-05-17
68 | PCW | Monitor | 68 | M-1000 | AQ23168925 | 2012-11-01 | Biomedical | Biomedical | Biomedical | Biomedical | Mediaid | Fresenius Kabi | 2016-09-08 | 2017-03-08 | 2016-03-08 | 2017-03-07 |  | 51975 | ECG, Spo2, NIBP And Power cord | 82110019275 | 2012-05-17
69 | PCW | Monitor | 69 | M-1000 | AQ23168933 | 2012-11-01 | Biomedical | Biomedical | Biomedical | Biomedical | Mediaid | Fresenius Kabi | 2017-02-28 | 2017-08-28 | 2017-02-28 | 2018-02-27 |  | 51975 | ECG, Spo2, NIBP And Power cord | 82110019275 | 2012-05-17
70 | PCW | Monitor | 70 | TruScope-II | M003E01130 | 2015-04-14 | Biomedical | Biomedical | Biomedical | Biomedical | Schiller | B Braun | 2016-09-08 | 2017-03-08 | 2016-06-14 | 2017-06-13 |  | 75000 | ECG, Spo2, NIBP And Power cord | 15140015784 | 2015-03-16
71 | PCW | Monitor | 71 | TruScope-II | M003E011134 | 2015-04-14 | Biomedical | Biomedical | Biomedical | Biomedical | Schiller | B Braun | 2016-09-08 | 2017-03-08 | 2016-06-14 | 2017-06-13 |  | 75000 | ECG, Spo2, NIBP And Power cord | 15140015784 | 2015-03-16
72 | PCW | Monitor | 72 | TruScope-II | M003E011132 | 2015-04-14 | Biomedical | Biomedical | Biomedical | Biomedical | Schiller | Medtronic | 2016-09-08 | 2017-03-08 | 2016-06-14 | 2017-06-13 |  | 75000 | ECG, Spo2, NIBP And Power cord | 15140015784 | 2015-03-16
73 | PCW | Monitor | 73 | TruScope-II | M003E011131 | 2015-04-14 | Biomedical | Biomedical | Biomedical | Biomedical | Schiller | Advance Micronics | 2016-09-08 | 2017-03-08 | 2016-06-14 | 2017-06-13 |  | 75000 | ECG, Spo2, NIBP And Power cord | 15140015784 | 2015-03-16
74 | PCW | Monitor | 74 | TruScope-II | M003E011129 | 2015-04-14 | Biomedical | Biomedical | Biomedical | Biomedical | Schiller | Medtronic | 2016-09-08 | 2017-03-08 | 2016-06-14 | 2017-06-13 |  | 75000 | ECG, Spo2, NIBP And Power cord | 15140015784 | 2015-03-16
75 | PCW | Monitor | 75 | TruScope-II | M003E011127 | 2015-04-14 | Biomedical | Biomedical | Biomedical | Biomedical | Schiller | Medtronic | 2016-10-16 | 2017-04-16 | 2016-06-14 | 2017-06-13 |  | 75000 | ECG, Spo2, NIBP And Power cord | 15140015784 | 2015-03-16
76 | PCW | Defibrillator | 76 | Heart Start XL | US00108472 | 2002-05-25 | CMC | 2016-04-01 | 2017-03-31 | 15543.2672 | Philips | Medtronic | 2016-10-16 | 2017-04-16 | 2016-06-14 | 2017-06-13 |  | 175000 | 3 lead ECG Cable and Power cord |  | 2001-01-01
77 | PCW | Defibrillator | 77 | Heart Start XL | US00231825 | 2005-03-26 | CMC | 2016-04-01 | 2017-03-31 | 15543.2672 | Philips | Medtronic | 2016-10-16 | 2017-04-16 | 2016-06-14 | 2017-06-13 |  | 175000 | 3 lead ECG Cable and Power cord |  | 2001-01-01
78 | PCW | Defibrillator | 78 | DFM-100 | CN3260024 | 2015-04-26 | Biomedical | Biomedical | Biomedical | Biomedical | Philips | Medtronic | 2016-10-16 | 2017-04-16 | 2016-06-14 | 2017-06-13 |  | 225000 | 3 lead ECG Cable and Power cord
79 | PCW | Defibrillator (with pacer) | 79 | Heart Start XL | US00455947 | 2007-07-26 | CMC | 2016-04-01 | 2017-03-31 | 15543.2672 | Philips | St. Jude | 2016-10-16 | 2017-04-16 | 2016-06-14 | 2017-06-13 |  | 250000 | 3 lead ECG Cable and Power cord | 47POR0000155 | 2007-04-07
80 | PCW | ECG Machine | 80 | TC-20 | CN61405039 | 2014-07-24 | Biomedical | Biomedical | Biomedical | Biomedical | Philips | J&J | 2016-10-16 | 2017-04-16 | 2016-06-14 | 2017-06-13 |  | 145000 | 10 lead ECG cable and Power cord | 82140013497 | 2014-02-18
81 | PCW | Syringe Pump | 81 | Compact | 209355 | 2015-01-03 | Biomedical | Biomedical | Biomedical | Biomedical | B Braun | J&J | 2016-10-24 | 2017-04-24 | 2016-10-24 | 2017-10-23 |  | 32550 | Power cord | 15140012112 | 2014-12-24
82 | PCW | Syringe Pump | 82 | Compact | 209364 | 2015-01-03 | Biomedical | Biomedical | Biomedical | Biomedical | B Braun | J&J | 2016-10-24 | 2017-04-24 | 2016-10-24 | 2017-10-23 |  | 32550 | Power cord | 15140012112 | 2014-12-24
83 | PCW | Syringe Pump | 83 | Compact | 209349 | 2015-01-03 | Biomedical | Biomedical | Biomedical | Biomedical | B Braun | Wipro GE | 2017-01-05 | 2017-07-05 | 2017-01-05 | 2018-01-04 |  | 32550 | Power cord | 15140012112 | 2014-12-24
84 | PCW | Syringe Pump | 84 | Compact | 209327 | 2015-01-03 | Biomedical | Biomedical | Biomedical | Biomedical | B Braun | Covedian | 2017-01-05 | 2017-07-05 | 2017-01-05 | 2018-01-04 |  | 32550 | Power cord | 15140012112 | 2014-12-24
85 | PCW | Syringe Pump | 85 | Compact | 209371 | 2015-01-03 | Biomedical | Biomedical | Biomedical | Biomedical | B Braun | Boston Scientfic | 2017-01-05 | 2017-07-05 | 2017-01-05 | 2018-01-04 |  | 32550 | Power cord | 15140012112 | 2014-12-24
86 | PCW | Syringe Pump | 86 | Compact | 209335 | 2015-01-03 | Biomedical | Biomedical | Biomedical | Biomedical | B Braun | Mindray | 2017-01-05 | 2017-07-05 | 2017-01-05 | 2018-01-04 |  | 32550 | Power cord | 15140012112 | 2014-12-24
87 | PCW | Syringe Pump | 87 | Compact | 209363 | 2015-01-03 | Biomedical | Biomedical | Biomedical | Biomedical | B Braun | Mindray | 2017-01-05 | 2017-07-05 | 2017-01-05 | 2018-01-04 |  | 32550 | Power cord | 15140012112 | 2014-12-24
88 | PCW | Syringe Pump | 88 | Compact | 203923 | 2015-05-06 | Biomedical | Biomedical | Biomedical | Biomedical | B Braun | B Braun | 2017-01-05 | 2017-07-05 | 2017-01-05 | 2018-01-04 |  | 32550 | Power cord | 15140000554 | 2014-12-24
89 | PCW | Syringe Pump | 89 | Perfusor Compact | 203900 | 2014-05-06 | Biomedical | Biomedical | Biomedical | Biomedical | B Braun | B Braun | 2017-01-05 | 2017-07-05 | 2017-01-05 | 2018-01-04 |  | 33075 | Power cord | 15140000554 | 2014-05-03
90 | PCW | Syringe Pump | 90 | Perfusor Compact | 203930 | 2014-05-06 | Biomedical | Biomedical | Biomedical | Biomedical | B Braun | B Braun | 2017-01-05 | 2017-07-05 | 2017-01-05 | 2018-01-04 |  | 33075 | Power cord | 15140000554 | 2014-05-03
91 | PCW | Syringe Pump | 91 | Perfusor Compact | 203917 | 2014-05-06 | Biomedical | Biomedical | Biomedical | Biomedical | B Braun | Fresenius Kabi | 2017-01-05 | 2017-07-05 | 2017-01-05 | 2018-01-04 |  | 33075 | Power cord | 15140000554 | 2014-05-03
92 | PCW | Syringe Pump | 92 | Injectomat Agilia | 19710963 | 2008-06-10 | Biomedical | Biomedical | Biomedical | Biomedical | Fresenius Kabi | Fresenius Kabi | 2017-01-05 | 2017-07-05 | 2017-01-05 | 2018-01-04 |  | 25640 | Power cord | 92POR0000258 | 2007-12-27
93 | PCW | Syringe Pump | 93 | Injectomat Agilia | 20015845 | 2008-10-06 | Biomedical | Biomedical | Biomedical | Biomedical | Fresenius Kabi | Fresenius Kabi | 2017-01-05 | 2017-07-05 | 2017-01-05 | 2018-01-04 |  | 25640 | Power cord | 92POR0000258 | 2007-12-27
94 | PCW | Infusion Pump | 94 | Infusomat P | 97689 | 2014-12-22 | Biomedical | Biomedical | Biomedical | Biomedical | B Braun | B Braun | 2017-01-05 | 2017-07-05 | 2017-01-05 | 2018-01-04 |  | 50000 | Power cord
95 | PCW | Infusion Pump | 95 | Infusomat P | 97690 | 2014-12-22 | Biomedical | Biomedical | Biomedical | Biomedical | B Braun | B Braun | 2017-01-05 | 2017-07-05 | 2017-01-05 | 2018-01-04 |  | 50000 | Power cord
96 | CTH | Pace Maker (SC) | 96 | 3077 | 817033 | 2005-10-30 | Biomedical | Biomedical | Biomedical | Biomedical | Medtronic | B Braun | 2016-12-12 | 2017-06-12 | 2016-06-20 | 2017-06-19 |  | 100000 | Pacing cables
97 | CTH | Pace Maker (SC) | 97 | 5348 | PEP012510P | 2005-10-30 | Biomedical | Biomedical | Biomedical | Biomedical | Advance Micronics | Boston Scientfic | 2016-12-12 | 2017-06-12 | 2016-06-20 | 2017-06-19 |  | 64000 | Pacing cables | 18POR048826 | 2005-09-26
98 | CTH | Pace Maker (SC) | 98 | 5391 | 1530036 | 2005-10-30 | Biomedical | Biomedical | Biomedical | Biomedical | Medtronic | Philips | 2016-12-12 | 2017-06-12 | 2016-06-20 | 2017-06-19 |  | 100000 | Pacing cables
99 | CTH | Pace Maker (SC) | 99 | 5433 | 1525425 | 2016-12-01 | Biomedical | Biomedical | Biomedical | Biomedical | Medtronic | Philips | 2016-11-30 | 2017-05-30 | 2016-11-30 | 2017-11-29 |  | 100000 | Pacing cables | 18POR048826 | 2005-09-26
100 | CTH | Pace Maker | 100 | 5391 | PG30770817018 | 2005-10-30 | Biomedical | Biomedical | Biomedical | Biomedical | Medtronic | Philips | 2016-12-12 | 2017-06-12 | 2016-06-20 | 2017-06-19 |  | 64000 | Pacing cables
101 | CTH | ACT Machine | 101 | ACT PLUS | ACT2005982 | 2016-10-10 | Biomedical | Biomedical | Biomedical | Biomedical | Medtronic | Mediaid | warranty | 2017-04-10 | warranty | 2017-10-09 |  | 240424 | Power cord
102 | CTH | ACT Machine | 102 | ACT PLUS | ACT2005979 | 2016-10-10 | Biomedical | Biomedical | Biomedical | Biomedical | Medtronic | Philips | warranty | 2017-04-10 | warranty | 2017-10-09 |  | 240424 | Power cord
103 | CTH | Cath Lab | 103 | Allura FD20 | 1704 | 2013-05-29 | CMC | 2016-04-01 | 2017-03-31 | 2163000 | Philips | Philips | 2017-03-15 | 2017-09-15 | 2016-08-19 | 2018-08-18 |  | 27730000 | Table, Work station and Power cord | 82110029828 | 2013-02-23
104 | CTH | FFR System | 104 | 12711 | XP2278 | 2010-11-08 | Biomedical | Biomedical | Biomedical | Biomedical | St. Jude | Schiller | 2016-09-29 | 2017-03-29 | not required | not required |  | 1768000 | Power cord
105 | CTH | Pressure Injector | 105 | Angiomat Illumina | C0712C033X | 2013-05-01 | CMC | 2016-04-01 | 2017-03-31 | CMC | Schiller | B Braun | 2016-10-28 | 2017-04-28 | not required | not required |  | 500000 | Power cord
106 | CTH | Pressure Injector | 106 | Mark V Provis | 104392 | 2008-01-02 | CMC | 2016-04-01 | 2017-03-31 | CMC | Medrad | B Braun | 2016-10-13 | 2017-04-13 | 2016-10-27 | 2017-10-27 |  | 500000 | Remote control box,Power cord
107 | CTH | Cath Lab | 107 | AXIOM Artis DFC Flatpanel 60 F/S | 35799 (785430891) | 2008-01-02 | CMC | 2016-04-01 | 2017-03-31 | 2326616 | Siemens | Fresenius Kabi | 2016-12-09 | 2017-06-09 | 2016-08-19 | 2018-08-18 |  | 17098823 | 1) Stabilizer 150 KVA 2) UPS 8 KVA | 92POR0000084 | 2007-07-27
108 | CTH | Carto System | 108 | Carto 3 | 12309 | 2012-11-21 | CMC | 2016-10-01 | 2017-09-30 | 741000 | J&J | Fresenius Kabi | 2016-09-23 | 2017-03-23 | 2016-09-23 | 2017-09-22 |  | 8925000 | Power cord | 82110025262 | 2012-11-03
109 | CTH | Cool Flow Pump | 109 | CFP | 5414 | 2012-11-21 | Biomedical | Biomedical | Biomedical | Biomedical | J&J | Phoenix | 2016-12-14 | 2017-06-14 | not required | not required |  |  | NA
110 | CTH | IABP | 110 | CS100 | SA210067-D2 | 2012-08-27 | CMC | 2016-04-01 | 2017-03-31 | 152424 | maquet | Mediaid | 2017-02-04 | 2017-08-04 | not required | not required |  | 1701000 | Helium cylinder, Power cord | 82110021898 | 2012-07-28
111 | CTH | IABP | 111 | CS100 I | SA05719G6 | 2015-02-14 | CMC | 2016-04-01 | 2017-03-31 | 125000 | Afford Medical | Mediaid | 2017-03-10 | 2017-09-10 | not required | not required |  | 850000 | Helium cylinder, Power cord | 15140010971 | 2014-11-29
112 | CTH | IABP | 112 | CS100 i | S804501-K0 | 2015-02-14 | CMC | 2016-04-01 | 2017-03-31 | 125000 | Afford Medical | Philips | 2016-12-13 | 2017-06-13 | not required | not required |  | 850000 | Helium cylinder, Power cord | 15140010971 | 2014-11-29
113 | CTH | IABP | 113 | CS300 | SI235283-I3 | 23/12/2013 | CMC | 2016-04-01 | 2017-03-31 | 140000 | Maquet | Mindray | 2017-02-10 | 2017-08-10 | not required | not required |  | 2300000 | Helium cylinder, Power cord | 82140010652 | 2013-11-30
114 | CTH | IABP | 114 | System 98 XT | S807374-F3 | 2008-10-31 | AMC | 2016-04-01 | 2017-03-31 | 18000 | Maquet | Mindray | 2017-02-10 | 2017-08-10 | not required | not required |  | 631725 | Helium cylinder, Power cord | 92POR0000397 | 2008-08-22
115 | CTH | RF Generator | 115 | EP Shuttle | ST-5013 | 2012-11-21 | Biomedical | Biomedical | Biomedical | Biomedical | J&J | Fresenius Kabi | 2016-12-14 | 2017-06-14 | not required | not required
116 | CTH | EP Tracer | 116 | EP Tracer | 2011.03.19 | 2012-11-21 | Biomedical | Biomedical | Biomedical | Biomedical | J&J | Fresenius Kabi | 2016-12-14 | 2017-06-14 | not required | not required
118 | CTH | Anesthesia Machine | 117 | Excel 80 | CAAE00686 | 2002-02-19 | Biomedical | Biomedical | Biomedical | Biomedical | Wipro GE | Fresenius Kabi | 2017-02-08 | 2017-08-08 | 2016-03-08 | 2017-03-08 |  | 1200000 | Vaporizer, Gas inlets, Power cord |  | 2001-01-01
119 | CTH | Electro Surgical Unit | 118 | Force fx 8c | F3J29389A | 2005-03-24 | Biomedical | Biomedical | Biomedical | Biomedical | Covedian | Fresenius Kabi | 2016-09-11 | 2017-03-11 | 2016-12-26 | 2017-12-25 |  | 348000 | Power cord | POR38995 | 2003-03-18
120 | CTH | Defibrillator | 119 | Heart Start XL | US00108468 | 2001-01-01 | CMC | 2016-04-01 | 2017-03-31 | 15543.2672 | Philips | Fresenius Kabi | 2016-09-08 | 2017-03-08 | 2016-03-08 | 2017-03-07 |  | 250000 | ECG 3 lead Cable and Power cord |  | 2001-01-01
121 | CTH | Defibrillator | 120 | Heart Start XL | US00603142 | 2013-07-08 | CMC | 2016-04-01 | 2017-03-31 | 15543.2672 | Philips | Fresenius Kabi | 2016-09-08 | 2017-03-08 | 2016-03-08 | 2017-03-07 |  | 250000 | ECG 3 lead Cable and Power cord | 82110030771 | 2013-03-16
122 | CTH | Defibrillator | 121 | Heart Start XL | US00108469 | 2001-01-01 | CMC | 2016-04-01 | 2017-03-31 | 15543.2672 | Philips | Fresenius Kabi | 2016-09-08 | 2017-03-08 | 2016-03-08 | 2017-03-07 |  | 175000 | ECG 3 lead Cable and Power cord |  | 2001-01-01
123 | CTH | Intra Vascular Ultrasound | 122 | I-LAB IVUS | 6537 | 2010-04-02 | Biomedical | Biomedical | Biomedical | Biomedical | Boston Scientfic | B Braun | 2016-09-29 | 2017-03-29 | not required | not required |  | 6820833 | Power cord |  | 2010-04-02
124 | CTH | Monitor | 123 | MEC 1000 | AQ15154798 | 2012-01-10 | Biomedical | Biomedical | Biomedical | Biomedical | Mindray | B Braun | 2016-09-08 | 2017-03-08 | 2016-06-14 | 2017-06-13 |  | 67000 | ECG, SPO2, NIBP Cables and Power cord | 82110014695 | 2011-12-23
125 | CTH | Monitor | 124 | MEC 1000 | AQ88115479 | 2008-10-13 | Biomedical | Biomedical | Biomedical | Biomedical | Mindray | B Braun | 2016-09-08 | 2017-03-08 | 2016-06-14 | 2017-06-13 |  |  | ECG, SPO2, NIBP Cables and Power cord
126 | CTH | Infusion Pump | 125 | Infusomat P | 112475 | 2011-12-10 | Biomedical | Biomedical | Biomedical | Biomedical | B Braun | B Braun | 2017-01-05 | 2017-07-05 | 2017-01-05 | 2018-01-04 |  | 50000 | Power cord
127 | CTH | Infusion Pump | 126 | Infusomat P | 112477 | 2011-12-10 | Biomedical | Biomedical | Biomedical | Biomedical | B Braun | B Braun | 2017-01-05 | 2017-07-05 | 2017-01-05 | 2018-01-04 |  | 50000 | Power cord
128 | CTH | Infusion Pump | 127 | Infusomat P | 69569 | 2011-12-10 | Biomedical | Biomedical | Biomedical | Biomedical | B Braun | Swell Cure | 2016-10-23 | 2017-04-23 | 2016-10-23 | 2017-10-22 |  | 45000 | Power cord | 82110013415 | 2011-11-10
129 | CTH | Syringe Pump | 128 | Injectomat | 018090/ 19710561 | 2009-02-04 | Biomedical | Biomedical | Biomedical | Biomedical | Fresenius Kabi | Swell Cure | 2016-10-24 | 2017-04-24 | 2016-10-24 | 2017-10-23 |  | 23500 | Power cord | 92POR0000431 | 2008-10-21
130 | CTH | Syringe Pump | 129 | Injectomat | 20015914 | 2008-10-06 | Biomedical | Biomedical | Biomedical | Biomedical | Fresenius Kabi | Sree Medical | 2017-01-05 | 2017-07-05 | 2017-01-05 | 2018-01-04 |  | 25640 | Power cord | 92POR0000258 | 2007-12-27
131 | CTH | Infusion Pump | 130 | Optima VS | 027290/20041811 | 2009-03-25 | Biomedical | Biomedical | Biomedical | Biomedical | Fresenius Kabi | Philips | 2017-01-05 | 2017-07-05 | 2017-01-05 | 2018-01-04 |  | 48060 | Power cord
132 | CTH | Syringe Pump | 131 | Perfusor Compact | 161730 | 2011-12-10 | Biomedical | Biomedical | Biomedical | Biomedical | B Braun | Wipro GE | 2017-01-05 | 2017-07-05 | 2017-01-05 | 2018-01-04 |  | 35000 | Power cord
133 | CTH | Syringe Pump | 132 | Perfusor Compact | 161710 | 2011-12-10 | Biomedical | Biomedical | Biomedical | Biomedical | B Braun | Wipro GE | 2016-10-24 | 2017-04-24 | 2016-10-24 | 2017-10-23 |  | 32000 | Power cord | 82110013415 | 2011-11-10
134 | CTH | Syringe Pump | 133 | Perfusor Compact | 161737 | 2011-12-10 | Biomedical | Biomedical | Biomedical | Biomedical | B Braun | B Braun | 2016-10-24 | 2017-04-24 | 2016-10-24 | 2017-10-23 |  | 32000 | Power cord | 82110013415 | 2011-11-10
135 | CTH | Ventilator | 134 | Servo S | 2331 | 2003-11-25 | CMC | 2016-04-01 | 2017-03-31 | 49373 | Maquet | B Braun | 2016-11-05 | 2017-05-05 | not required | not required |  | 700000 | Experattery cassette
136 | CTH | Rotablator | 135 | RC5000 | RC107676 | 2012-11-02 | Biomedical | Biomedical | Biomedical | Biomedical | Boston Scientfic | B Braun | 2016-09-29 | 2017-03-29 | not required | not required |  |  | Power cord
137 | PAU | Monitor (Under Replacement) | 136 | V24C | 4006A98290 | 2001-01-01 | Biomedical | Biomedical | Biomedical | Biomedical | Philips | B Braun | 2016-09-08 | 2017-03-08 | 2016-03-07 | 6/.3/2017 |  | 297500 | ECG, SPO2, NIBP and Power cord |  | 2001-01-01
138 | PAU | Monitor (Under Replacement) | 137 | V24C | 4006A98256 | 2001-01-01 | Biomedical | Biomedical | Biomedical | Biomedical | Philips | B Braun | 2016-09-08 | 2017-03-08 | 2016-03-07 | 6/.3/2017 |  | 297500 | ECG, SPO2, NIBP and Power cord |  | 2001-01-01
139 | PAU | Monitor (Under Replacement) | 138 | V24C | 4006A98328 | 2001-01-02 | Biomedical | Biomedical | Biomedical | Biomedical | Philips | B Braun | 2016-09-08 | 2017-03-08 | 2016-03-07 | 6/.3/2017 |  | 297500 | ECG, SPO2, NIBP and Power cord | NP/5288 | 2001-01-01
140 | PAU | Monitor | 139 | M-1000 |  | 2013-09-01 | Biomedical | Biomedical | Biomedical | Biomedical | Mediaid | B Braun | 2016-09-08 | 2017-03-08 | 2016-06-14 | 2017-06-13 |  | 65000 | ECG, SPO2, NIBP and Power cord
141 | PAU | Monitor | 140 | G30 | CN32709627 | 31/12/2013 | Biomedical | Biomedical | Biomedical | Biomedical | Philips | B Braun | 2017-03-01 | 2017-09-01 | 2016-03-07 | 2017-03-06 |  | 78000 | ECG, SPO2, NIBP and Power cord | 82140009209 | 2013-10-23
142 | PAU | Monitor | 141 | G30 | CN32709630 | 31/12/2013 | Biomedical | Biomedical | Biomedical | Biomedical | Philips | B Braun | 2017-03-01 | 2017-09-01 | 2016-03-07 | 2017-03-06 |  | 78000 | ECG, SPO2, NIBP and Power cord | 82140009209 | 2013-10-23
143 | PAU | Monitor | 142 | TruScope-II | M003E011037 | 2015-04-14 | Biomedical | Biomedical | Biomedical | Biomedical | Schiller | B Braun | 2016-09-08 | 2017-03-08 | 2016-06-14 | 2017-06-13 |  | 75000 | ECG, SPO2, NIBP and Power cord | 15140015784 | 2015-03-16
144 | PAU | Infusion pump | 143 | Infusomat | 83887 | 2001-01-01 | Biomedical | Biomedical | Biomedical | Biomedical | B Braun | B Braun | 2017-01-05 | 2017-07-05 | 2017-01-05 | 2018-01-04 |  | 50000 | Power cord |  | 2001-01-01
145 | PAU | Infusion pump | 144 | Infusomat | 52752 | 2009-05-01 | Biomedical | Biomedical | Biomedical | Biomedical | B Braun | B Braun | 2017-01-05 | 2017-07-05 | 2017-01-05 | 2018-01-04 |  | 50000 | Power cord
146 | PAU | Syringe Pump | 145 | infusomat | 20347096 | 2009-08-16 | Biomedical | Biomedical | Biomedical | Biomedical | Fresenius Kabi | B Braun | 2016-10-24 | 2017-04-24 | 2016-10-24 | 2017-10-23 |  | 24600 | Power cord | 92POR0000387 | 2008-07-30
147 | PAU | Syringe Pump | 146 | Injectomat | 19710556 | 2008-10-06 | Biomedical | Biomedical | Biomedical | Biomedical | Fresenius Kabi | B Braun | 2016-10-24 | 2017-04-24 | 2016-10-24 | 2017-10-23 |  | 25640 | Power cord | 92POR0000258 | 2007-12-27
148 | PAU | Infant Warmer | 147 | OCW100 | 3058 | 2004-01-01 | Biomedical | Biomedical | Biomedical | Biomedical | Phoenix | B Braun | 2017-01-16 | 2017-07-16 | 2016-06-29 | 2017-06-28 |  | 80000 | Power cord | 92POR0000258 | 2007-12-27
149 | NSU | Monitor | 148 | MEC - 2000 | CV-88100849 | 2008-10-13 | Biomedical | Biomedical | Biomedical | Biomedical | Mediaid | B Braun | 2016-09-08 | 2017-03-08 | 2016-06-14 | 2017-06-13 |  | 85000 | ECG, Spo2, NIBP, IBP and Power cord | 92POR0000369 | 2008-07-14
150 | NSU | Monitor | 149 | MEC - 2000 | CV-88100861 | 2008-10-13 | Biomedical | Biomedical | Biomedical | Biomedical | Mediaid | B Braun | 2016-09-08 | 2017-03-08 | 2016-06-14 | 2017-06-13 |  | 160000 | ECG, Spo2, NIBP, IBP and Power cord | 92POR0000369 | 2008-07-14
151 | NSU | Monitor | 150 | MP-20 | DE80184745 | 2014-07-01 | Biomedical | Biomedical | Biomedical | Biomedical | Philips | B Braun | 2017-03-01 | 2017-09-01 | 2016-03-07 | 2017-03-06 |  | 185000 | ECG, Spo2, NIBP, IBP and Power cord | 82140013497 | 2014-02-18
152 | NSU | Monitor | 151 | MEC - 2000 | CV93101329 | 2009-04-21 | Biomedical | Biomedical | Biomedical | Biomedical | Mindray | B Braun | 2016-09-08 | 2017-03-08 | 2016-06-14 | 2017-06-13 |  | 81732 | ECG, Spo2, NIBP, IBP and Power cord | 92POR0000447 | 2008-05-12
153 | NSU | Monitor | 152 | MEC - 2000 | CV93101327 | 2009-04-21 | Biomedical | Biomedical | Biomedical | Biomedical | Mindray | B Braun | 2016-09-08 | 2017-03-08 | 2016-06-14 | 2017-06-13 |  | 81732 | ECG, Spo2, NIBP, IBP and Power cord | 92POR0000447 | 2008-05-12
154 | NSU | Monitor (Modular) | 153 | MP-20 | DE50403509 | 2005-07-07 | CMC | 2016-04-01 | 2017-03-31 | 18325.9323 | Philips | B Braun | 2017-03-01 | 2017-09-01 | 2016-03-07 | 2017-03-06 |  | 200000 | ECG, Spo2, NIBP, IBP and Power cord
155 | NSU | Defibrillator | 154 | Heart Start XL | US00465963 | 2008-05-11 | CMC | 2016-04-01 | 2017-03-31 | 15543.2672 | Philips | B Braun | 2016-09-10 | 2017-03-10 | 2016-03-09 | 2017-03-08 |  | 250000 | ECG cable- 3 lead with Pacer | 92POR0000370 | 2008-07-14
156 | NSU | Ventilator | 155 | Servo S | 2357 | 2005-06-30 | CMC | 2016-04-01 | 2017-03-31 | 49373 | Maquet | B Braun | 2016-10-25 | 2017-04-25 | Not required | Not required |  | 563207 | Expiratory Cassets, Power cord |  | 2005-06-30
157 | NSU | Ventilator | 156 | Servo S | 8575 | 2008-10-20 | CMC | 2016-04-01 | 2017-03-31 | 49373 | Maquet | B Braun | 2016-10-25 | 2017-04-25 | not required | Not required |  | 575000 | Expiratory Cassets, Power cord | 92POR0000376 | 2008-07-15
158 | NSU | Syringe Pump | 157 | Injectomat agilia | 20347076 | 2008-11-26 | Biomedical | Biomedical | Biomedical | Biomedical | Fresenius Kabi | B Braun | 2016-10-24 | 2017-04-24 | 2016-10-24 | 2017-10-23 |  | 28000 | Power cord | 92POR0000387 | 2008-07-30
159 | NSU | Syringe Pump | 158 | Injectomat agilia | 20347079 | 2008-11-26 | Biomedical | Biomedical | Biomedical | Biomedical | Fresenius Kabi | B Braun | 2016-10-24 | 2017-04-24 | 2016-10-24 | 2017-10-23 |  | 28000 | Power cord | 92POR0000387 | 2008-07-30
160 | NSU | Syringe Pump | 159 | Injectomat agilia | 20347080 | 2008-11-26 | Biomedical | Biomedical | Biomedical | Biomedical | Fresenius Kabi | B Braun | 2016-10-24 | 2017-04-24 | 2016-10-24 | 2017-10-23 |  | 28000 | Power cord | 92POR0000387 | 2008-07-30
161 | NSU | Syringe Pump | 160 | Injectomat agilia | 20347085 | 2008-11-26 | Biomedical | Biomedical | Biomedical | Biomedical | Fresenius Kabi | B Braun | 2016-10-24 | 2017-04-24 | 2016-10-24 | 2017-10-23 |  | 28000 | Power cord | 92POR0000387 | 2008-07-30
162 | NSU | Syringe Pump | 161 | Injectomat agilia | 20347088 | 2008-11-26 | Biomedical | Biomedical | Biomedical | Biomedical | Fresenius Kabi | B Braun | 2016-10-24 | 2017-04-24 | 2016-10-24 | 2017-10-23 |  | 28000 | Power cord | 92POR0000387 | 2008-07-30
163 | NSU | Syringe Pump | 162 | Injectomat agilia | 20347089 | 2008-11-26 | Biomedical | Biomedical | Biomedical | Biomedical | Fresenius Kabi | Sree Medical | 2016-10-24 | 2017-04-24 | 2016-10-24 | 2017-10-23 |  | 28000 | Power cord | 92POR0000387 | 2008-07-30
164 | NSU | Syringe Pump | 163 | Injectomat agilia | 19983337 | 2004-01-01 | Biomedical | Biomedical | Biomedical | Biomedical | Fresenius Kabi | Covedian | 2016-10-24 | 2017-04-24 | 2016-10-24 | 2017-10-23 |  | 28000 | Power cord
165 | NSU | Infusion Pump | 164 | infusomat p | 83990 | 2013-02-20 | Biomedical | Biomedical | Biomedical | Biomedical | B Braun | Covedian | 2017-01-05 | 2017-07-05 | 2017-01-05 | 2018-01-04 |  | 45000 | Power cord | 8211002800 | 2012-11-25
166 | NSU | Infusion pump | 165 | Infusomat P | 91447 | 2014-02-08 | Biomedical | Biomedical | Biomedical | Biomedical | B Braun | Philips | 2017-01-05 | 2017-07-05 | 2017-01-05 | 2018-01-04 |  | 50400 | Power cord | 82140008001 | 2013-09-28
167 | NSU | Infusion pump | 166 | Infusomat P | 91460 | 2014-02-08 | Biomedical | Biomedical | Biomedical | Biomedical | B Braun | Philips | 2017-01-05 | 2017-07-05 | 2017-01-05 | 2018-01-04 |  | 50400 | Power cord | 82140008001 | 2013-09-28
168 | NSU | Infusion pump | 167 | infusomat p | 87028 | 2014-02-08 | Biomedical | Biomedical | Biomedical | Biomedical | B Braun | Philips | 2017-01-05 | 2017-07-05 | 2017-01-05 | 2018-01-04 |  | 50400 | Power cord | 82140008001 | 2013-09-28
169 | NSU | Infusion pump | 168 | infusomat p | 91463 | 2014-02-08 | Biomedical | Biomedical | Biomedical | Biomedical | B Braun | Philips | 2017-01-05 | 2017-07-05 | 2017-01-05 | 2018-01-04 |  | 50400 | Power cord | 82140008001 | 2013-09-28
170 | NSU | SCD Machine | 169 | NA | 10071242148 | 23/4/2015 | Biomedical | Biomedical | Biomedical | Biomedical | Swell Cure | Philips | 2016-10-04 | 2017-04-04 | Not required | Not required |  | 90300 | Power cord
171 | NSU | SCD Machine | 170 | NA | 710288144 | 23/4/2015 | Biomedical | Biomedical | Biomedical | Biomedical | Swell Cure | Philips | 2016-10-04 | 2017-04-04 | Not required | Not required |  | 90300 | Power cord | 215150000028 | 23/4/2015
172 | NSU | Blood Warmers | 171 | NA | 110301204 | 29/1/2015 | Biomedical | Biomedical | Biomedical | Biomedical | Sree Medical | Maquet | 2016-10-24 | 2017-04-24 | 2016-06-19 | 2017-06-18 |  | 55125 | Power cord | 15140013659 | 29/1/2015
173 | SIU | Monitor (Modular | 172 | MP-20 | DE72863862 | 2011-12-07 | CMC | 2016-04-01 | 2017-03-31 | 18325.9323 | Philips | Maquet | 2017-03-01 | 2017-09-01 | 2016-03-07 | 2017-03-06 |  | 165000 | ECG, SPO2, NIBP and Power cord | 82110009588 | 2011-07-28
174 | SIU | Monitor (Modular | 173 | MP-20 | DE72863845 | 2011-12-07 | Biomedical | Biomedical | Biomedical | Biomedical | Philips | Maquet | 2017-03-01 | 2017-09-01 | 2016-03-07 | 2017-03-06 |  | 165000 | ECG, SPO2, NIBP and Power cord | 82110009588 | 2011-07-28
175 | SIU | Monitor (Modular | 174 | MP-20 | DE72863855 | 2011-12-07 | CMC | 2016-04-01 | 2017-03-31 | 18325.9323 | Philips | Maquet | 2017-03-01 | 2017-09-01 | 2016-03-07 | 2017-03-06 |  | 165000 | ECG, SPO2, NIBP and Power cord | 82110009588 | 2011-07-28
176 | SIU | Monitor (Modular | 175 | MP-20 | DE72863826 | 2011-12-07 | CMC | 2016-04-01 | 2017-03-31 | 18325.9323 | Philips | B Braun | 2017-03-01 | 2017-09-01 | 2016-03-07 | 2017-03-06 |  | 165000 | ECG, SPO2, NIBP and Power cord | 82110009588 | 2011-07-28
177 | SIU | Monitor (Modular | 176 | MP-20 | DE72863877 | 2011-12-07 | CMC | 2016-04-01 | 2017-03-31 | 18325.9323 | Philips | B Braun | 2017-03-01 | 2017-09-01 | 2016-03-07 | 2017-03-06 |  | 260000 | ECG, SPO2, NIBP and Power cord | 82110009588 | 2011-07-28
178 | SIU | Monitor (Modular | 177 | MP-20 | DE72863879 | 2011-12-07 | CMC | 2016-04-01 | 2017-03-31 | 18325.9323 | Philips | B Braun | 2017-03-01 | 2017-09-01 | 2016-03-07 | 2017-03-06 |  | 260000 | ECG, SPO2, NIBP and Power cord | 82110009588 | 2011-07-28
179 | SIU | Monitor (Modular | 178 | MP-20 | DE72863863 | 2011-12-07 | CMC | 2016-04-01 | 2017-03-31 | 18325.9323 | Philips | B Braun | 2017-03-01 | 2017-09-01 | 2016-03-07 | 2017-03-06 |  | 260000 | ECG, SPO2, NIBP and Power cord | 82110009588 | 2011-07-28
180 | SIU | Defibrillator | 179 | Heart Start XL | US00448621 | 2001-01-01 | CMC | 2016-04-01 | 2017-03-31 | 15543.2672 | Philips | B Braun | 2017-03-01 | 2017-09-01 | 2016-03-08 | 2017-03-07 |  | 175000 | 3 lead ECG cable and power cord |  | 2001-01-01
181 | SIU | Ventilator | 180 | Engstorm CareStation | CBCQ01140 | 2011-09-29 | Biomedical | 2016-04-01 | 2017-03-31 | 56182 | Wipro GE | B Braun | 2016-09-20 | 2017-03-20 | 2016-03-08 | 2016-03-07 |  | 700000 | Experatory filter, Power cord | 82110010415 | 2011-08-16
182 | SIU | Ventilator | 181 | Engstorm CareStation | CBCQ01146 | 2011-09-29 | Biomedical | Biomedical | Biomedical | Biomedical | Wipro GE | B Braun | 2016-09-20 | 2017-03-20 | 2016-03-08 | 2016-03-07 |  | 700000 | Experatory filter, Power cord | 82110010415 | 2011-08-16
183 | SIU | Ventilator | 182 | 300A | 23818 | 2003-03-03 |  |  |  |  | Maquet | B Braun | 2017-03-01 | 2017-09-01 | Not required | Not required |  | 700000 | Experatory cassette, Power cord | 82110010415 | 2011-08-16
184 | SIU | ECG Machine | 183 | TC-20 | CN21201442 | 2012-05-29 | CMC | 2016-04-01 | 2017-03-31 | 8288 | Philips | B Braun | 2017-02-28 | 2017-08-28 | 2017-02-28 | 2018-02-27 |  | 149000 | 10 lead ECG cable, Power cord | 82110014902 | 2012-01-03
185 | SIU | Syringe Pump | 184 | Compact | 171371 | 2012-12-13 | Biomedical | Biomedical | Biomedical | Biomedical | B Braun | B Braun | 2016-11-16 | 2017-04-16 | 2016-11-16 | 2017-11-16 |  | 31500 | Power cord | 821100 | 2011-11-26
186 | SIU | Syringe Pump | 185 | Compact | 171637 | 2012-12-13 | Biomedical | Biomedical | Biomedical | Biomedical | B Braun | B Braun | 2016-11-16 | 2017-04-16 | 2016-11-16 | 2017-11-16 |  | 31500 | Power cord | 821100 | 2011-11-26
187 | SIU | Syringe Pump | 186 | Compact | 204384 | 22/12/2014 | Biomedical | Biomedical | Biomedical | Biomedical | B Braun | B Braun | 2016-11-16 | 2017-04-16 | 2016-11-16 | 2017-11-16 |  | 32550 | Power cord | 15140005849 | 18/8/2014
188 | SIU | Syringe Pump | 187 | Compact | 204345 | 22/12/2014 | Biomedical | Biomedical | Biomedical | Biomedical | B Braun | B Braun | 2016-11-16 | 2017-04-16 | 2016-11-16 | 2017-11-16 |  | 32550 | Power cord | 15140005849 | 18/8/2014
189 | SIU | Syringe Pump | 188 | Compact | 2042080 | 22/12/2014 | Biomedical | Biomedical | Biomedical | Biomedical | B Braun | B Braun | 2016-11-16 | 2017-04-16 | 2016-11-16 | 2017-11-16 |  | 32550 | Power cord | 15140005849 | 18/8/2014
190 | SIU | Syringe Pump | 189 | Compact | 204372 | 22/12/2014 | Biomedical | Biomedical | Biomedical | Biomedical | B Braun | B Braun | 2016-11-16 | 2017-04-16 | 2016-11-16 | 2017-11-16 |  | 32550 | Power cord | 15140005849 | 18/8/2014
191 | SIU | Syringe Pump | 190 | Compact | 90826 | 22/12/2014 | Biomedical | Biomedical | Biomedical | Biomedical | B Braun | B Braun | 2016-11-16 | 2017-04-16 | 2016-11-16 | 2017-11-16 |  | 32550 | Power cord
192 | SIU | Syringe Pump | 191 | Compact | 63669 | 2001-01-01 | Biomedical | Biomedical | Biomedical | Biomedical | B Braun | B Braun | 2016-11-16 | 2017-04-16 | 2016-11-16 | 2017-11-16 |  | 24600 | Power cord
193 | SIU | Syringe Pump | 192 | Compact | 63653 | 2001-01-01 | Biomedical | Biomedical | Biomedical | Biomedical | B Braun | B Braun | 2016-11-16 | 2017-04-16 | 2016-11-16 | 2017-11-16 |  | 24600 | Power cord |  | 2001-01-01
194 | SIU | Syringe Pump | 193 | Compact | 174825 | 2012-11-26 | Biomedical | Biomedical | Biomedical | Biomedical | B Braun | B Braun | 2016-11-16 | 2017-04-16 | 2016-11-16 | 2017-11-16 |  | 32550 | Power cord
195 | SIU | Syringe Pump | 194 | Compact | 171682 | 2012-12-13 | Biomedical | Biomedical | Biomedical | Biomedical | B Braun | B Braun | 2016-11-16 | 2017-04-16 | 2016-11-16 | 2017-11-16 |  | 31500 | Power cord | 821100 | 2011-11-26
196 | SIU | Syringe Pump | 195 | Compact | 63666 | 2001-01-01 | Biomedical | Biomedical | Biomedical | Biomedical | B Braun | B Braun | 2016-11-16 | 2017-04-16 | 2016-11-16 | 2017-11-16 |  | 24600 | Power cord |  | 2001-01-01
197 | SIU | Syringe Pump | 196 | Compact | 161094 | 2011-05-07 | Biomedical | Biomedical | Biomedical | Biomedical | B Braun | B Braun | 2016-11-16 | 2017-04-16 | 2016-11-16 | 2017-11-16 |  | 29000 | Power cord | 82110003045 | 2011-03-05
198 | SIU | Syringe Pump | 197 | Compact | 59661 | 2011-05-07 | Biomedical | Biomedical | Biomedical | Biomedical | B Braun | B Braun | 2016-11-16 | 2017-04-16 | 2016-11-16 | 2017-11-16 |  | 38500 | Power cord | 82110003045 | 2011-03-05
199 | SIU | Syringe Pump | 198 | Compact | 174825 | 2011-05-07 | Biomedical | Biomedical | Biomedical | Biomedical | B Braun | B Braun | 2016-11-16 | 2017-04-16 | 2016-11-16 | 2017-11-16 |  | 38500 | Power cord | 82110003045 | 2011-03-05
200 | SIU | Syringe Pump | 199 | Compact | 171682 | 2011-05-07 | Biomedical | Biomedical | Biomedical | Biomedical | B Braun | B Braun | 2016-11-16 | 2017-04-16 | 2016-11-16 | 2017-11-16 |  | 38500 | Power cord | 82110003045 | 2011-03-05
201 | SIU | Infusion Pump | 200 | Infusomat P | 83993 | 2013-02-20 | Biomedical | Biomedical | Biomedical | Biomedical | B Braun | B Braun | 2016-11-16 | 2017-05-16 | 2016-11-16 | 2017-11-16 |  | 45000 | Power cord | 8211002800 | 2012-11-25
202 | SIU | Infusion Pump | 201 | Infusomat P | 83983 | 2013-02-20 | Biomedical | Biomedical | Biomedical | Biomedical | B Braun | B Braun | 2016-11-16 | 2017-05-16 | 2016-11-16 | 2017-11-16 |  | 45000 | Power cord | 8211002800 | 2012-11-25
203 | SIU | Infusion Pump | 202 | Infusomat P | 83991 | 2013-02-20 | Biomedical | Biomedical | Biomedical | Biomedical | B Braun | Fresenius Kabi | 2016-11-16 | 2017-05-16 | 2016-11-16 | 2017-11-16 |  | 45000 | Power cord | 8211002800 | 2012-11-25
204 | SIU | Infusion Pump | 203 | Infusomat P | 83998 | 2013-02-20 | Biomedical | Biomedical | Biomedical | Biomedical | B Braun | Fresenius Kabi | 2016-11-16 | 2017-05-16 | 2016-11-16 | 2017-11-16 |  | 45000 | Power cord | 8211002800 | 2012-11-25
205 | SIU | Infusion Pump | 204 | Infusomat P | 83918 | 2013-02-20 | Biomedical | Biomedical | Biomedical | Biomedical | B Braun | Fresenius Kabi | 2016-11-16 | 2017-05-16 | 2016-11-16 | 2017-11-16 |  | 45000 | Power cord | 8211002800 | 2012-11-25
206 | SIU | Infusion Pump | 205 | Infusomat P | 83985 | 2013-02-20 | Biomedical | Biomedical | Biomedical | Biomedical | B Braun | Fresenius Kabi | 2016-11-16 | 2017-05-16 | 2016-11-16 | 2017-11-16 |  | 45000 | Power cord | 8211002800 | 2012-11-25
207 | SIU | Infusion Pump | 206 | Infusomat P | 97695 | 22/12/2014 | Biomedical | Biomedical | Biomedical | Biomedical | B Braun | Fresenius Kabi | 2016-11-16 | 2017-05-16 | 2016-11-16 | 2017-11-16 |  | 45000 | Power cord | 15140005849 | 18/8/2014
208 | SIU | Infusion Pump | 207 | Infusomat P | 97694 | 22/12/2014 | Biomedical | Biomedical | Biomedical | Biomedical | B Braun | Fresenius Kabi | 2016-11-16 | 2017-05-16 | 2016-11-16 | 2017-11-16 |  | 45000 | Power cord | 15140005849 | 18/8/2014
209 | SIU | Infusion Pump | 208 | Infusomat P | 97692 | 22/12/2014 | Biomedical | Biomedical | Biomedical | Biomedical | B Braun | B Braun | 2016-11-16 | 2017-05-16 | 2016-11-16 | 2017-11-16 |  | 45000 | Power cord | 15140005849 | 18/8/2014
210 | SIU | Infusion Pump | 209 | Infusomat P | 6943 | 2001-01-01 | Biomedical | Biomedical | Biomedical | Biomedical | B Braun | B Braun | 2016-11-16 | 2017-05-16 | 2016-11-16 | 2017-11-16 |  | 37540 | Power cord |  | 2001-01-01
211 | SIU | Infusion Pump | 210 | Infusomat P | 69567 | 2011-10-28 | Biomedical | Biomedical | Biomedical | Biomedical | B Braun | Medtronic | 2016-11-16 | 2017-05-16 | 2016-11-16 | 2017-11-16 |  | 45000 | Power cord | 82110009913 | 2011-08-05
212 | SIU | Infusion Pump | 211 | Infusomat P | 20538 | 2001-01-01 | Biomedical | Biomedical | Biomedical | Biomedical | B Braun | Medtronic | 2016-11-16 | 2017-05-16 | 2016-11-16 | 2017-11-16 |  | 24600 | Power cord |  | 2001-01-01
213 | SIU | Infusion Pump | 212 | Infusomat P | 84001 | 2001-01-01 | Biomedical | Biomedical | Biomedical | Biomedical | B Braun | Medtronic | 2016-11-16 | 2017-05-16 | 2016-11-16 | 2017-11-16 |  | 37540 | Power cord |  | 2001-01-01
214 | SIU | Blood Warmers | 213 | NA | 110301210 | 29/1/2015 | Biomedical | Biomedical | Biomedical | Biomedical | Sree Medical | Medtronic | 2016-12-26 | 2017-06-26 | 2016-06-19 | 2017-06-18 |  | 55125 | Power cord | 15140013659 | 29/1/2015
215 | SIU | SCD Machine | 214 | Kendell - SCD Express | V0841007 | 2009-04-04 | Biomedical | Biomedical | Biomedical | Biomedical | Covedian | Medtronic | 2016-10-02 | 2017-04-02 | warranty | warranty |  | 55125 | Power cord
216 | SIU | Patient warmer | 215 | Warmtouch | 48185 |  | Biomedical | Biomedical | Biomedical | Biomedical | Covedian | Medtronic | 2016-12-20 | 2017-06-20 | 2017-06-29 | 2017-06-28 |  |  | Power cord
217 | ACT | Monitor (Modular) | 216 | MP-20 | DE72876060 | 2013-07-03 | Biomedical | Biomedical | Biomedical | Biomedical | Philips | Covidian | 2017-03-01 | 2017-09-01 | 2016-03-07 | 2017-03-06 |  | 165000 | ECG, SPO2, NIBP, IBP and Power cord | 82110030771 | 2013-03-16
218 | ACT | Monitor (Modular) | 217 | MP-20 | DE72876046 | 2013-07-03 | Biomedical | Biomedical | Biomedical | Biomedical | Philips | Covidian | 2017-03-01 | 2017-09-01 | 2016-03-07 | 2017-03-06 |  | 165000 | ECG, SPO2, NIBP, IBP and Power cord | 82110030771 | 2013-03-16
219 | ACT | Monitor (Modular) | 218 | MP-20 | DE72876061 | 2013-07-03 | Biomedical | Biomedical | Biomedical | Biomedical | Philips | Sree Medical | 2017-03-01 | 2017-09-01 | 2016-03-07 | 2017-03-06 |  | 165000 | ECG, SPO2, NIBP, IBP and Power cord | 82110030771 | 2013-03-16
220 | ACT | Monitor (Modular) | 219 | MP-20 | DE72876069 | 2013-07-03 | Biomedical | Biomedical | Biomedical | Biomedical | Philips | Sree Medical | 2017-03-01 | 2017-09-01 | 2016-03-07 | 2017-03-06 |  | 165000 | ECG, SPO2, NIBP, IBP and Power cord
221 | ACT | Monitor (Modular) | 220 | MP-20 | DE72876039 | 2013-07-03 | Biomedical | Biomedical | Biomedical | Biomedical | Philips | Sree Medical | 2017-03-01 | 2017-09-01 | 2016-03-07 | 2017-03-06 |  | 165000 | ECG, SPO2, NIBP, IBP and Power cord | 82110030771 | 2013-03-16
222 | ACT | Monitor (Modular) | 221 | MP-20 | DE42601075 | 2001-01-01 | CMC | 2016-04-01 | 2017-03-31 | 18325.9323 | Philips | Sree Medical | 2017-03-01 | 2017-09-01 | 2016-03-07 | 2017-03-06 |  | 179350 | ECG, SPO2, NIBP, IBP and Power cord |  | 2001-01-01
223 | ACT | Monitor (Modular) | 222 | MX 430 | DE54800849 | 24.05.2016 | Warrenty | 2016-05-24 | 2017-05-23 | Warrenty | Philips | Covidian | 2016-11-21 | 2017-05-21 | Warranty | 2017-04-30 |  | 285000 | ECG, SPO2, NIBP, IBP, ETCO2 and Power cord
224 | ACT | Monitor (Modular) | 223 | MX 430 | DE54800852 | 24.05.2016 | Warrenty | 2016-05-24 | 2017-05-23 | Warrenty | Philips | Medtronic | 2016-11-21 | 2017-05-21 | Warranty | 2017-04-30 |  | 285000 | ECG, SPO2, NIBP, IBP, ETCO2 and Power cord
225 | ACT | Monitor (Modular) | 224 | MX 430 | DE54800794 | 24.05.2016 | Warrenty | 2016-05-24 | 2017-05-23 | Warrenty | Philips | Maquet | 2016-11-21 | 2017-05-21 | Warranty | 2017-04-30 |  | 245000 | ECG, SPO2, NIBP, IBP and Power cord
226 | ACT | Monitor (Modular) | 225 | MX 430 | DE54800793 | 24.05.2016 | Warrenty | 2016-05-24 | 2017-05-23 | Warrenty | Philips | Maquet | 2016-11-21 | 2017-05-21 | Warranty | 2017-04-30 |  | 245000 | ECG, SPO2, NIBP, IBP and Power cord
227 | ACT | Monitor (Modular) | 226 | MX 430 | DE54800841 | 24.05.2016 | Warrenty | 2016-05-24 | 2017-05-23 | Warrenty | Philips | Maquet | 2016-11-21 | 2017-05-21 | Warranty | 2017-04-30 |  | 245000 | ECG, SPO2, NIBP, IBP and Power cord
228 | ACT | Monitor (Modular) | 227 | MX 430 | DE54800846 | 24.05.2016 | Warrenty | 2016-05-24 | 2017-05-23 | Warrenty | Philips | Maquet | 2016-11-21 | 2017-05-21 | Warranty | 2017-04-30 |  | 245000 | ECG, SPO2, NIBP, IBP and Power cord
229 | ACT | Monitor (Modular) | 228 | MX 430 | DE54800796 | 24.05.2016 | Warrenty | 2016-05-24 | 2017-05-23 | Warrenty | Philips | Maquet | 2016-11-21 | 2017-05-21 | Warranty | 2017-04-30 |  | 245000 | ECG, SPO2, NIBP, IBP and Power cord
230 | ACT | Monitor (Modular) | 229 | MX 430 | DE54800851 | 24.05.2016 | Warrenty | 2016-05-24 | 2017-05-23 | Warrenty | Philips | Maquet | 2016-11-21 | 2017-05-21 | Warranty | 2017-04-30 |  | 245000 | ECG, SPO2, NIBP, IBP and Power cord
231 | ACT | Monitor (Modular) | 230 | MX 430 | DE54800792 | 24.05.2016 | Warrenty | 2016-05-24 | 2017-05-23 | Warrenty | Philips | Maquet | 2016-11-21 | 2017-05-21 | Warranty | 2017-04-30 |  | 245000 | ECG, SPO2, NIBP, IBP and Power cord
232 | ACT | Monitor (Modular) | 231 | MX 430 | DE54800845 | 24.05.2016 | Warrenty | 2016-05-24 | 2017-05-23 | Warrenty | Philips | Maquet | 2016-11-21 | 2017-05-21 | Warranty | 2017-04-30 |  | 245000 | ECG, SPO2, NIBP, IBP and Power cord
233 | ACT | Monitor (Modular) | 232 | MX 430 | DE54800795 | 24.05.2016 | Warrenty | 2016-05-24 | 2017-05-23 | Warrenty | Philips | Wipro GE | 2016-11-21 | 2017-05-21 | Warranty | 2017-04-30 |  | 245000 | ECG, SPO2, NIBP, IBP and Power cord
234 | ACT | Defibrillator | 233 | Heart Start XL | US00127322 | 2001-01-01 | CMC | 2016-04-01 | 2017-03-31 | 15543.2672 | Philips | Wipro GE | 2016-09-10 | 2017-03-10 | 2016-03-09 | 2017-03-08 |  | 175000 | ECG 3 Lead cable and Power cord |  | 2001-01-01
235 | ACT | Ecg Machine | 234 | TC-20 | CN81405395 | 2015-01-01 | Biomedical | Biomedical | Biomedical | Biomedical | Philips | B Braun | 2017-02-28 | 2017-08-28 | 2017-02-28 | 2018-02-27 |  | 145000 | 10 lead ECG cable and power cord
236 | ACT | Ventilator | 235 | Servo S | 2328 | 2003-11-25 | CMC | 2016-04-01 | 2017-03-31 | 49373 | Maquet | B Braun | 2017-02-20 | 2017-08-20 | Not required | Not required |  | 750000 | Expiratory Casset | CARE/CVTI/09/03 | 2001-01-01
237 | ACT | Ventilator | 236 | Servo S | 25824 | 2012-12-04 | Biomedical | Biomedical | Biomedical | Biomedical | Maquet | B Braun | 2017-02-20 | 2017-08-20 | Not required | Not required |  | 666667 | Expiratory Casset and Power cord | 82110026095 | 2012-11-26
238 | ACT | Ventilator | 237 | Servo S | 25825 | 2012-12-04 | Biomedical | Biomedical | Biomedical | Biomedical | Maquet | B Braun | 2017-02-20 | 2017-08-20 | Not required | Not required |  | 666667 | Expiratory Casset and Power cord | 82110026095 | 2012-11-26
239 | ACT | Ventilator | 238 | Servo S | 25823 | 2012-12-04 | Biomedical | Biomedical | Biomedical | Biomedical | Maquet | B Braun | 2017-02-20 | 2017-08-20 | Not required | Not required |  | 666667 | Expiratory Casset and Power cord | 82110026095 | 2012-11-26
240 | ACT | Ventilator | 239 | Servo S | 8574 | 2008-11-11 | CMC | 2016-04-01 | 2017-03-31 | 49373 | Maquet | B Braun | 2017-02-20 | 2017-08-20 | Not required | Not required |  | 575000 | Expiratory Casset and Power cord | 92POR0000376 | 2008-07-15
241 | ACT | Ventilator | 240 | Servo S | 20822 | 2012-01-05 | Biomedical | Biomedical | Biomedical | Biomedical | Maquet | B Braun | 2017-02-20 | 2017-08-20 | Not required | Not required |  | 699999 | Expiratory Casset and Power cord | 82110014820 | 2011-12-30
242 | ACT | Ventilator | 241 | Servo S | 2360 | 2005-06-30 | CMC | 2016-04-01 | 2017-03-31 | 49373 | Maquet | B Braun | 2017-02-20 | 2017-08-20 | Not required | Not required |  | 563207 | Expiratory Casset and Power cord |  | 2005-06-30
243 | ACT | Ventilator | 242 | Servo S | 25826 | 2012-12-04 | CMC | BME | BME | BME | Maquet | B Braun | 2017-02-20 | 2017-08-20 | Not required | Not required |  | 563207 | Expiratory Casset and Power cord |  | 2005-06-30
244 | ACT | Syringe Pump | 243 | Compact | 171636 | 2012-12-13 | Biomedical | Biomedical | Biomedical | Biomedical | B Braun | B Braun | 2017-01-04 | 2017-07-04 | 2017-01-04 | 2018-01-03 |  | 31500 | Power cord | 821100 | 2011-11-26
245 | ACT | Syringe Pump | 244 | Compact | 188296 | 2013-07-09 | Biomedical | Biomedical | Biomedical | Biomedical | B Braun | B Braun | 2017-01-04 | 2017-07-04 | 2017-01-04 | 2018-01-03 |  | 30000 | Power cord | 82140003310 | 2013-06-17
246 | ACT | Syringe Pump | 245 | Compact | 188292 | 2013-07-09 | Biomedical | Biomedical | Biomedical | Biomedical | B Braun | B Braun | 2017-01-04 | 2017-07-04 | 2017-01-04 | 2018-01-03 |  | 30000 | Power cord | 82140003310 | 2013-06-17
247 | ACT | Syringe Pump | 246 | Compact | 188257 | 2013-07-09 | Biomedical | Biomedical | Biomedical | Biomedical | B Braun | B Braun | 2017-01-04 | 2017-07-04 | 2017-01-04 | 2018-01-03 |  | 30000 | Power cord | 82140003310 | 2013-06-17
248 | ACT | Syringe Pump | 247 | Compact | 188248 | 2013-07-09 | Biomedical | Biomedical | Biomedical | Biomedical | B Braun | B Braun | 2017-01-04 | 2017-07-04 | 2017-01-04 | 2018-01-03 |  | 30000 | Power cord | 82140003310 | 2013-06-17
249 | ACT | Syringe Pump | 248 | Compact | 161089 | 2011-05-07 | Biomedical | Biomedical | Biomedical | Biomedical | B Braun | B Braun | 2017-01-04 | 2017-07-04 | 2017-01-04 | 2018-01-03 | 3 | 29000 | Power cord | 82110003045 | 2011-03-05
250 | ACT | Syringe Pump | 249 | Compact | 188293 | 2013-07-09 | Biomedical | Biomedical | Biomedical | Biomedical | B Braun | B Braun | 2017-01-04 | 2017-07-04 | 2017-01-04 | 2018-01-03 |  | 30000 | Power cord | 82140003310 | 2013-06-17
251 | ACT | Syringe Pump | 250 | Compact | 83584 | 2013-07-09 | Biomedical | Biomedical | Biomedical | Biomedical | B Braun | B Braun | 2017-01-04 | 2017-07-04 | 2017-01-04 | 2018-01-03 |  | 30000 | Power cord
252 | ACT | Syringe Pump | 251 | Compact | 212708 | 2015-01-03 | Biomedical | Biomedical | Biomedical | Biomedical | B Braun | B Braun | 2017-01-04 | 2017-07-04 | 2017-01-04 | 2018-01-03 |  | 30000 | Power cord | 15140012112 | 2014-12-24
253 | ACT | Syringe Pump | 252 | Compact | 212725 | 2015-01-03 | Biomedical | Biomedical | Biomedical | Biomedical | B Braun | B Braun | 2017-01-04 | 2017-07-04 | 2017-01-04 | 2018-01-03 |  | 30000 | Power cord | 15140012112 | 2014-12-24
254 | ACT | Syringe Pump | 253 | Compact | 188245 | 2013-07-09 | Biomedical | Biomedical | Biomedical | Biomedical | B Braun | B Braun | 2017-01-04 | 2017-07-04 | 2017-01-04 | 2018-01-03 |  | 30000 | Power cord | 15140012112 | 2014-12-24
255 | ACT | Syringe Pump | 254 | Compact | 174843 | 2013-07-09 | Biomedical | Biomedical | Biomedical | Biomedical | B Braun | Fresenius Kabi | 2017-01-04 | 2017-07-04 | 2017-01-04 | 2018-01-03 |  | 30000 | Power cord | 15140012112 | 2014-12-24
256 | ACT | Syringe Pump | 255 | Compact | 209804 | 2015-01-03 | Biomedical | Biomedical | Biomedical | Biomedical | B Braun | Fresenius Kabi | 2017-01-04 | 2017-07-04 | 2017-01-04 | 2018-01-03 |  | 30000 | Power cord | 15140012112 | 2014-12-24
257 | ACT | Syringe Pump | 256 | Compact | 209838 | 2015-01-03 | Biomedical | Biomedical | Biomedical | Biomedical | B Braun | Fresenius Kabi | 2017-01-04 | 2017-07-04 | 2017-01-04 | 2018-01-03 |  | 30000 | Power cord | 15140012112 | 2014-12-24
258 | ACT | Syringe Pump | 257 | Compact | 188251 | 2013-07-09 | Biomedical | Biomedical | Biomedical | Biomedical | B Braun | Fresenius Kabi | 2017-01-04 | 2017-07-04 | 2017-01-04 | 2018-01-03 |  | 30000 | Power cord | 15140012112 | 2014-12-24
259 | ACT | Syringe Pump | 258 | Compact | 190686 | 2013-07-09 | Biomedical | Biomedical | Biomedical | Biomedical | B Braun | Fresenius Kabi | 2017-01-04 | 2017-07-04 | 2017-01-04 | 2018-01-03 |  | 30000 | Power cord | 15140012112 | 2014-12-24
260 | ACT | Syringe Pump | 259 | Compact | 212709 | 2015-01-03 | Biomedical | Biomedical | Biomedical | Biomedical | B Braun | Fresenius Kabi | 2017-01-04 | 2017-07-04 | 2017-01-04 | 2018-01-03 |  | 30000 | Power cord | 15140012112 | 2014-12-24
261 | ACT | Syringe Pump | 260 | Compact | 204559 | 2015-01-03 | Biomedical | Biomedical | Biomedical | Biomedical | B Braun | Fresenius Kabi | 2017-01-04 | 2017-07-04 | 2017-01-04 | 2018-01-03 |  | 30000 | Power cord | 15140012112 | 2014-12-24
262 | ACT | Syringe Pump | 261 | Compact | 204357 | 2015-01-03 | Biomedical | Biomedical | Biomedical | Biomedical | B Braun | Fresenius Kabi | 2017-01-04 | 2017-07-04 | 2017-01-04 | 2018-01-03 |  | 30000 | Power cord | 15140012112 | 2014-12-24
263 | ACT | Syringe Pump | 262 | Compact | 209382 | 2015-01-03 | Biomedical | Biomedical | Biomedical | Biomedical | B Braun | Fresenius Kabi | 2017-01-04 | 2017-07-04 | 2017-01-04 | 2018-01-03 |  | 30000 | Power cord | 15140012112 | 2014-12-24
264 | ACT | Syringe Pump | 263 | Compact | 209351 | 2015-01-03 | Biomedical | Biomedical | Biomedical | Biomedical | B Braun | Fresenius Kabi | 2017-01-04 | 2017-07-04 | 2017-01-04 | 2018-01-03 |  | 30000 | Power cord | 15140012112 | 2014-12-24
265 | ACT | Syringe Pump | 264 | Compact | 188289 | 2013-07-09 | Biomedical | Biomedical | Biomedical | Biomedical | B Braun | Fresenius Kabi | 2017-01-04 | 2017-07-04 | 2017-01-04 | 2018-01-03 |  | 30000 | Power cord | 15140012112 | 2014-12-24
266 | ACT | Syringe Pump | 265 | Compact | 204594 | 2015-01-03 | Biomedical | Biomedical | Biomedical | Biomedical | B Braun | Fresenius Kabi | 2017-01-04 | 2017-07-04 | 2017-01-04 | 2018-01-03 |  | 30000 | Power cord | 15140012112 | 2014-12-24
267 | ACT | Syringe Pump | 266 | Compact | 188237 | 2013-07-09 | Biomedical | Biomedical | Biomedical | Biomedical | B Braun | Fresenius Kabi | 2017-01-04 | 2017-07-04 | 2017-01-04 | 2018-01-03 |  | 30000 | Power cord | 15140012112 | 2014-12-24
268 | ACT | Syringe Pump | 267 | Compact | 171765 | 2013-07-09 | Biomedical | Biomedical | Biomedical | Biomedical | B Braun | Fresenius Kabi | 2017-01-04 | 2017-07-04 | 2017-01-04 | 2018-01-03 |  | 30000 | Power cord | 15140012112 | 2014-12-24
269 | ACT | Syringe Pump | 268 | Compact | 204370 | 2015-01-03 | Biomedical | Biomedical | Biomedical | Biomedical | B Braun | Fresenius Kabi | 2017-01-04 | 2017-07-04 | 2017-01-04 | 2018-01-03 |  | 30000 | Power cord | 15140012112 | 2014-12-24
270 | ACT | Syringe Pump | 269 | Compact | 204349 | 2015-01-03 | Biomedical | Biomedical | Biomedical | Biomedical | B Braun | Fresenius Kabi | 2017-01-04 | 2017-07-04 | 2017-01-04 | 2018-01-03 |  | 30000 | Power cord | 15140012112 | 2014-12-24
271 | ACT | Syringe Pump | 270 | Injectomat Agilia | 20402097 | 2009-03-02 | Biomedical | Biomedical | Biomedical | Biomedical | Fresenius Kabi | Fresenius Kabi | 2016-10-24 | 2017-04-24 | 2016-10-24 | 2017-10-23 |  | 30000 | Power cord | 15140012112 | 2014-12-24
272 | ACT | Syringe Pump | 271 | Injectomat Agilia | 19710517 | 2004-01-24 | Biomedical | Biomedical | Biomedical | Biomedical | Fresenius Kabi | Fresenius Kabi | 2016-10-24 | 2017-04-24 | 2016-10-24 | 2017-10-23 |  | 30000 | Power cord
273 | ACT | Syringe Pump | 272 | Injectomat Agilia | 19710519 | 2004-01-24 | Biomedical | Biomedical | Biomedical | Biomedical | Fresenius Kabi | Fresenius Kabi | 2016-10-24 | 2017-04-24 | 2016-10-24 | 2017-10-23 |  | 30000 | Power cord
274 | ACT | Syringe Pump | 273 | Injectomat Agilia | 21003093 | 2004-01-24 | Biomedical | Biomedical | Biomedical | Biomedical | Fresenius Kabi | Fresenius Kabi | 2016-10-24 | 2017-04-24 | 2016-10-24 | 2017-10-23 |  | 30000 | Power cord
275 | ACT | Syringe Pump | 274 | Injectomat Agilia | 21003086 | 2004-01-24 | Biomedical | Biomedical | Biomedical | Biomedical | Fresenius Kabi | Fresenius Kabi | 2016-10-24 | 2017-04-24 | 2016-10-24 | 2017-10-23 |  | 30000 | Power cord
276 | ACT | Syringe Pump | 275 | Injectomat Agilia | 19983335 | 2004-01-24 | Biomedical | Biomedical | Biomedical | Biomedical | Fresenius Kabi | Fresenius Kabi | 2016-10-24 | 2017-04-24 | 2016-10-24 | 2017-10-23 |  | 24600 | Power cord
277 | ACT | Infusion Pump | 276 | Infusomat | 91453 | 2014-02-08 | Biomedical | Biomedical | Biomedical | Biomedical | B Braun | Medtronic | 2017-01-04 | 2017-07-04 | 2017-01-04 | 2018-01-03 |  | 50000 | Power cord | 82140008001 | 2013-09-28
278 | ACT | Infusion Pump | 277 | Infusomat | 91450 | 2014-02-08 | Biomedical | Biomedical | Biomedical | Biomedical | B Braun | Medtronic | 2017-01-04 | 2017-07-04 | 2017-01-04 | 2018-01-03 |  | 50000 | Power cord | 82140008001 | 2013-09-28
279 | ACT | IABP | 278 | CS 300 | SI246247-E4 | 17/10/2014 | CMC | 2016-04-01 | 2017-03-31 | 140000 | Maquet | Philips | 2016-12-18 | 2017-06-18 | Not required | Not required |  | 2300000 | Helium cylinder, Power cord | 15140007372 | 18/9/2014
280 | ACT | IABP | 279 | System 98 XT | S805786-A2 | 2008-10-31 | AMC | 2016-04-01 | 2017-03-31 | 18000 | Maquet | Wipro GE | 2016-08-04 | 2017-02-04 | Not required | Not required |  | 631725 | Helium cylinder, Power cord | 92POR0000397 | 2008-08-22
281 | ACT | Pacemaker (DC) | 280 | 5388 | PFG013439P | 2001-01-01 | Biomedical | Biomedical | Biomedical | Biomedical | Medtronic | Wipro GE | 2016-12-12 | 2017-06-12 | 2016-06-20 | 2017-06-19 |  | 180000 | Pacing cables |  | 2001-01-01
282 | ACT | Pacemaker (DC) | 281 | 5388 | PFG151407R | 2003-04-26 | Biomedical | Biomedical | Biomedical | Biomedical | Medtronic | Phoenix | 2016-12-12 | 2017-06-12 | 2016-06-20 | 2017-06-19 |  | 180000 | Pacing cables |  | 2001-01-01
283 | ACT | Pacemaker (SC) | 282 | 5349 | PEP023218P | 2001-01-01 | Biomedical | Biomedical | Biomedical | Biomedical | Medtronic | Phoenix | 2016-12-12 | 2017-06-12 | 2016-06-20 | 2017-06-19 |  | 96000 | Pacing cables
284 | ACT | Pacemaker (SC) | 283 | 5349 | PEPO24823P | 2005-07-14 | Biomedical | Biomedical | Biomedical | Biomedical | Medtronic | Fisher & Paykel | 2016-12-12 | 2017-06-12 | 2016-06-20 | 2017-06-19 |  | 96000 | Pacing cables |  | 2001-01-01
285 | ACT | Pacemaker (SC) | 284 | 5348 | PEPO23196P | 2001-01-01 | Biomedical | Biomedical | Biomedical | Biomedical | Medtronic | Bair hugger | 2016-12-12 | 2017-06-12 | 2016-06-20 | 2017-06-19 |  | 96000 | Pacing cables |  | 2001-01-01
286 | ACT | Pacemaker (SC) | 285 | 5433 | 1524503 | 2016-12-01 | Biomedical | Biomedical | Biomedical | Biomedical | Medtronic | HP | 2016-12-12 | 2017-06-12 | 2016-06-20 | 2017-06-19 |  | 100000 | Pacing cables
287 | ACT | Patient Warmer | 286 | Warm touch | CIO204J034 | 2001-01-01 | Biomedical | Biomedical | Biomedical | Biomedical | Covidian | Fresenius Kabi | warranty | 2017-05-30 | 2016-11-30 | 2017-11-29 |  | 100000 | Power cord
288 | ACT | Patient Warmer | 287 | Warm touch |  | 2001-01-01 | Biomedical | Biomedical | Biomedical | Biomedical | Covidian | Fresenius Kabi | 2017-01-10 | 2017-07-10 | 2016-06-30 | 2017-06-29 |  | 112000 | Power cord | POR0004932 | 2004-11-05
289 | ACT | Blood Warmer | 288 | ETTF11 |  | 2013-07-01 | Biomedical | Biomedical | Biomedical | Biomedical | Sree Medical | Valley Lab | 2017-01-10 | 2017-07-10 | 2016-06-30 | 2017-06-29 |  | 55125 | Power cord
290 | ACT | Blood Warmer | 289 | ETTF11 |  | 2013-07-01 | Biomedical | Biomedical | Biomedical | Biomedical | Sree Medical | Valley Lab | 2016-12-26 | 2017-06-26 | 2016-06-19 | 2017-06-18 |  | 55125 | Power cord
291 | ACT | Blood Warmer | 290 | ETTF11 |  | 2013-07-01 | Biomedical | Biomedical | Biomedical | Biomedical | Sree Medical | Valley Lab | 2016-12-26 | 2017-06-26 | 2016-06-19 | 2017-06-18 |  | 55125 | Power cord
292 | ACT | Blood Warmer | 291 | ETTF11 |  | 2013-07-01 | Biomedical | Biomedical | Biomedical | Biomedical | Sree Medical | Valley Lab | 2016-12-26 | 2017-06-26 | 2016-06-19 | 2017-06-18 |  | 55125 | Power cord
293 | ACT | Patient Warmer | 292 | Warm touch | sp169040254 | 2016-11-24 | Biomedical | Biomedical | Biomedical | Biomedical | Covidian | ERBE | 2016-12-26 | 2017-06-26 | 2016-06-19 | 2017-06-18 |  | 65000 | Power cord
294 | PCT | Defibrillator With Pacer | 293 | Heart Start XL | US00120829 | 2003-12-16 | CMC | 2016-04-01 | 2017-03-31 | 15543.2672 | Philips | Muthu Enterprises | 2017-03-01 | 2017-09-01 | 2016-03-09 | 2017-03-08 |  | 250000 | ECG 3 lead Cable and power cord |  | 2004-02-17
295 | PCT | Monitor (Modular) | 294 | MP-20 | DE50403514 | 2005-07-05 | CMC | 2016-04-01 | 2017-03-31 | 18325.9323 | Philips | Muthu Enterprises | 2017-03-01 | 2017-09-01 | 2016-03-07 | 2017-03-06 |  | 200000 | ECG, SPO2, NIBP, IBP and Power cord
296 | PCT | Monitor (Modular) | 295 | MP-20 | DE50403506 | 2005-07-06 | CMC | 2016-04-01 | 2017-03-31 | 18325.9323 | Philips | Muthu Enterprises | 2017-03-01 | 2017-09-01 | 2016-03-07 | 2017-03-06 |  | 200000 | ECG, SPO2, NIBP, IBP and Power cord
297 | PCT | Monitor (Modular) | 296 | MP-20 | DE50403495 | 2005-07-03 | CMC | 2016-04-01 | 2017-03-31 | 18325.9323 | Philips | Berchtold Nordica | 2017-03-01 | 2017-09-01 | 2016-03-07 | 2017-03-06 |  | 200000 | ECG, SPO2, NIBP, IBP and Power cord
298 | PCT | Monitor (Modular) | 297 | MP-20 | DE42601090 | 2001-01-01 | CMC | 2016-04-01 | 2017-03-31 | 18325.9323 | Philips | Takeuchi | 2017-03-01 | 2017-09-01 | 2016-03-07 | 2017-03-06 |  | 179350 | ECG, SPO2, NIBP, IBP and Power cord |  | 2001-01-01
299 | PCT | Monitor (Modular) | 298 | MP-20 | DE42601093 | 2001-01-01 | CMC | 2016-04-01 | 2017-03-31 | 18325.9323 | Philips | Hanaulux | 2017-03-01 | 2017-09-01 | 2016-03-07 | 2017-03-06 |  | 179350 | ECG, SPO2, NIBP, IBP and Power cord |  | 2001-01-01
300 | PCT | Monitor (Modular) | 299 | MP-20 | DE42601095 | 2001-01-01 | CMC | 2016-04-01 | 2017-03-31 | 18325.9323 | Philips | ALM | 2017-03-01 | 2017-09-01 | 2016-03-07 | 2017-03-06 |  | 179350 | ECG, SPO2, NIBP, IBP and Power cord |  | 2001-01-01
301 | PCT | Monitor (Modular) | 300 | MP-20 | DE42601096 | 2001-01-01 | CMC | 2016-04-01 | 2017-03-31 | 18325.9323 | Philips | ALM | 2017-03-01 | 2017-09-01 | 2016-03-07 | 2017-03-06 |  | 179350 | ECG, SPO2, NIBP, IBP and Power cord |  | 2001-01-01
302 | PCT | Monitor (Modular) | 301 | MP-20 | DE42601100 | 2001-01-01 | CMC | 2016-04-01 | 2017-03-31 | 18325.9323 | Philips | Martin | 2017-03-01 | 2017-09-01 | 2016-03-07 | 2017-03-06 |  | 179350 | ECG, SPO2, NIBP, IBP and Power cord |  | 2001-01-01
303 | PCT | Monitor (Modular) | 302 | MP 20 Junior | DE50405792 | 2005-07-16 | CMC | 2016-04-01 | 2017-03-31 | 17178.0546 | Philips | Terumo Sarns | 2017-03-01 | 2017-09-01 | 2016-03-07 | 2017-03-06 |  | 140000 | ECG, SPO2, NIBP and power cord
304 | PCT | Monitor (Modular) | 303 | MP 20 Junior | DE50405789 | 2005-07-16 | CMC | 2016-04-01 | 2017-03-31 | 17178.0546 | Philips | Terumo Sarns | 2017-03-01 | 2017-09-01 | 2016-03-07 | 2017-03-06 |  | 140000 | ECG, SPO2, NIBP and power cord
305 | PCT | Pace Maker | 304 | 5388 | PFG025940P | 2005-07-27 | Biomedical | Biomedical | Biomedical | Biomedical | Medtronic | Soring | 2016-12-12 | 2017-06-12 | 2016-06-20 | 2017-06-19 |  | 182000 | Pacing cables
306 | PCT | Echo Machine | 305 | HD11XE | US81078097 | 2010-09-02 | CMC | 2016-04-01 | 2017-03-31 | 494650 | Philips | Soring | 2017-02-04 | 2017-08-04 | 2016-03-20 | 2017-03-19 |  | 1600000 | a) S7-3T Transducer, b) S8-3 Transducer | Nimmagadda Asset
307 | PCT | Ventilator | 306 | Servo S | 20820 | 19/01/2012 | Biomedical | Biomedical | Biomedical | Biomedical | Maquet | Soring | 2016-10-08 | 2017-04-08 | Not required | Not required |  | 699999 | Expiratory Casset and Power cord | 82110014820 | 2011-12-30
308 | PCT | Ventilator | 307 | Servo S | 25532 | 2012-11-01 | Biomedical | Biomedical | Biomedical | Biomedical | Maquet | Soring | 2016-10-08 | 2017-04-08 | Not required | Not required |  | 700000 | Expiratory Casset and Power cord | 82110023441 | 2012-09-10
309 | PCT | Ventilator | 308 | Servo S | 25533 | 2012-11-01 | Biomedical | Biomedical | Biomedical | Biomedical | Maquet | Sarns | 2016-10-08 | 2017-04-08 | Not required | Not required |  | 700000 | Expiratory Casset and Power cord | 82110023441 | 2012-09-10
310 | PCT | Ventilator | 309 | Servo S | 25534 | 2012-11-01 | Biomedical | Biomedical | Biomedical | Biomedical | Maquet | Sarns | 2016-10-08 | 2017-04-08 | Not required | Not required |  | 700000 | Expiratory Casset and Power cord | 82110023441 | 2012-09-10
311 | PCT | Ventilator | 310 | Servo S | 25535 | 2012-11-01 | Biomedical | Biomedical | Biomedical | Biomedical | Maquet | Sarns | 2016-10-08 | 2017-04-08 | Not required | Not required |  | 700000 | Expiratory Casset and Power cord | 82110023441 | 2012-09-10
312 | PCT | Ventilator | 311 | Servo S | 35946 | 2016-01-11 | Biomedical | Biomedical | Biomedical | Biomedical | Maquet | Baxter | 2016-12-27 | 2017-06-26 | Not required | Not required |  | 700000 | Expiratory Casset and Power cord | 215150010954 | 2015-10-20
313 | PCT | Ventilator | 312 | Servo S | 35947 | 2016-01-12 | Biomedical | Biomedical | Biomedical | Biomedical | Maquet | Stryker | 2016-12-27 | 2017-06-26 | Not required | Not required |  | 700000 | Expiratory Casset and Power cord | 215150010954 | 2015-10-20
314 | PCT | Ventilator | 313 | Servo S | 35948 | 2016-01-12 | Biomedical | Biomedical | Biomedical | Biomedical | Maquet | Stryker | 2016-12-27 | 2017-06-26 | Not required | Not required |  | 700000 | Expiratory Casset and Power cord | 215150010954 | 2015-10-20
315 | SIU | Ventilator | 314 | Engstrom Carestation | CBCPOO808 | 2010-06-28 | Biomedical | 2016-04-01 | 2017-03-31 | 56182 | Wipro GE | Stryker | 2016-10-22 | 2017-04-22 | 2016-03-08 | 2017-03-07 |  | 775000 | Flow Sensor and power cord | Nimmagadda Asset | 2010-06-28
316 | PCT | SLE Ventilator | 315 | SLE 5000 | 54311 | 2010-06-14 | Biomedical | Biomedical | Biomedical | Biomedical | Wipro GE | Stryker | 2016-12-10 | 2017-06-10 | 2016-09-20 | 2017-09-19 |  | 1150000 | Power cord | Nimmagadda Asset | 2010-06-14
317 | PCT | Syringe Pump | 316 | Compact | 174668 | 2012-12-10 | Biomedical | Biomedical | Biomedical | Biomedical | B Braun | Manman | 2017-01-04 | 2017-07-04 | 2017-01-04 | 2018-01-03 |  | 31500 | Power cord | 8211002169 | 2012-07-23
318 | PCT | Syringe Pump | 317 | Compact | 171615 | 2012-12-13 | Biomedical | Biomedical | Biomedical | Biomedical | B Braun | Medtronic | 2017-01-04 | 2017-07-04 | 2017-01-04 | 2018-01-03 |  | 31500 | Power cord | 821100 | 2011-11-26
319 | PCT | Syringe Pump | 318 | Compact | 171685 | 2012-12-13 | Biomedical | Biomedical | Biomedical | Biomedical | B Braun | Medtronic | 2017-01-04 | 2017-07-04 | 2017-01-04 | 2018-01-03 |  | 31500 | Power cord | 821100 | 2011-11-26
320 | PCT | Syringe Pump | 319 | Compact | 171620 | 2012-12-13 | Biomedical | Biomedical | Biomedical | Biomedical | B Braun | Medtronic | 2017-01-04 | 2017-07-04 | 2017-01-04 | 2018-01-03 |  | 31500 | Power cord | 821100 | 2011-11-26
321 | PCT | Syringe Pump | 320 | Compact | 188265 | 2013-07-09 | Biomedical | Biomedical | Biomedical | Biomedical | B Braun | Medtronic | 2017-01-04 | 2017-07-04 | 2017-01-04 | 2018-01-03 |  | 30000 | Power cord | 82140003310 | 2013-06-17
322 | PCT | Syringe Pump | 321 | Compact | 188256 | 2013-07-09 | Biomedical | Biomedical | Biomedical | Biomedical | B Braun | BL Lifesciences | 2017-01-04 | 2017-07-04 | 2017-01-04 | 2018-01-03 |  | 30000 | Power cord | 82140003310 | 2013-06-17
323 | PCT | Syringe Pump | 322 | Compact | 190612 | 2013-07-26 | Biomedical | Biomedical | Biomedical | Biomedical | B Braun | BL Lifesciences | 2017-01-04 | 2017-07-04 | 2017-01-04 | 2018-01-03 |  | 30000 | Power cord | 82140003709 | 2013-06-25
324 | PCT | Syringe Pump | 323 | Compact | 190674 | 2013-07-26 | Biomedical | Biomedical | Biomedical | Biomedical | B Braun | Welch Allyn | 2017-01-04 | 2017-07-04 | 2017-01-04 | 2018-01-03 |  | 30000 | Power cord | 82140003709 | 2013-06-25
325 | PCT | Syringe Pump | 324 | Compact | 141624 | 2012-12-10 | Biomedical | Biomedical | Biomedical | Biomedical | B Braun | Rotek | 2017-01-04 | 2017-07-04 | 2017-01-04 | 2018-01-03 |  | 30000 | Power cord
326 | PCT | Syringe Pump | 325 | Compact | 209808 | 2015-01-03 | Biomedical | Biomedical | Biomedical | Biomedical | B Braun | SMITHS | 2017-01-04 | 2017-07-04 | 2017-01-04 | 2018-01-03 |  | 32550 | Power cord | 15140012112 | 2014-12-24
327 | PCT | Syringe Pump | 326 | Compact | 21003088 | 2010-09-02 | Biomedical | Biomedical | Biomedical | Biomedical | B Braun | SMITHS | 2017-01-04 | 2017-07-04 | 2017-01-04 | 2018-01-03 |  | 30000 | Power cord | 15140012112 | 2014-12-24
328 | PCT | Syringe Pump | 327 | Compact | 188251 | 2013-07-09 | Biomedical | Biomedical | Biomedical | Biomedical | B Braun | Kalelkar | 2017-01-04 | 2017-07-04 | 2017-01-04 | 2018-01-03 |  | 30000 | Power cord | 82140003310 | 2013-06-17
329 | PCT | Syringe Pump | 328 | Compact | 21125532 | 2011-02-05 | Biomedical | Biomedical | Biomedical | Biomedical | B Braun | Stroz | 2017-01-04 | 2017-07-04 | 2017-01-04 | 2018-01-03 |  | 30000 | Power cord | 15140012112 | 2014-12-24
330 | PCT | Syringe Pump | 329 | Compact | 181507 | 2013-12-07 | Biomedical | Biomedical | Biomedical | Biomedical | B Braun | Storz | 2017-01-04 | 2017-07-04 | 2017-01-04 | 2018-01-03 |  | 30000 | Power cord
331 | PCT | Syringe Pump | 330 | Compact | 161860 | 2012-12-10 | Biomedical | Biomedical | Biomedical | Biomedical | B Braun | Storz | 2017-01-04 | 2017-07-04 | 2017-01-04 | 2018-01-03 |  | 30000 | Power cord
332 | PCT | Syringe Pump | 331 | Compact | 209339 | 2015-01-03 | Biomedical | Biomedical | Biomedical | Biomedical | B Braun | Arathom | 2017-01-04 | 2017-07-04 | 2017-01-04 | 2018-01-03 |  | 32550 | Power cord | 15140012112 | 2014-12-24
333 | PCT | Syringe Pump | 332 | Compact | 209803 | 2015-01-03 | Biomedical | Biomedical | Biomedical | Biomedical | B Braun | Stroz | 2017-01-04 | 2017-07-04 | 2017-01-04 | 2018-01-03 |  | 32550 | Power cord | 15140012112 | 2014-12-24
334 | PCT | Syringe Pump | 333 | Compact | 209329 | 2015-01-03 | Biomedical | Biomedical | Biomedical | Biomedical | B Braun | Storz | 2017-01-04 | 2017-07-04 | 2017-01-04 | 2018-01-03 |  | 32550 | Power cord | 15140012112 | 2014-12-24
335 | PCT | Syringe Pump | 334 | Compact | 63229 | 2012-12-10 | Biomedical | Biomedical | Biomedical | Biomedical | B Braun | Manman | 2017-01-04 | 2017-07-04 | 2017-01-04 | 2018-01-03 |  | 30000 | Power cord
336 | PCT | Syringe Pump | 335 | Compact | 188287 | 2013-07-09 | Biomedical | Biomedical | Biomedical | Biomedical | B Braun | Manman | 2017-01-04 | 2017-07-04 | 2017-01-04 | 2018-01-03 |  | 30000 | Power cord | 82140003310 | 2013-06-17
337 | PCT | Syringe Pump | 336 | Injectomat Agilia | 018090 / 21003090 | 2010-09-09 | Biomedical | Biomedical | Biomedical | Biomedical | Fresenius Kabi | Stryker | 2016-10-24 | 2017-04-24 | 2016-10-24 | 2017-10-23 |  | 27500 | Power cord | 2010002358 | 2010-07-07
338 | PCT | Syringe Pump | 337 | Injectomat Agilia | 21125526 | 2010-09-09 | Biomedical | Biomedical | Biomedical | Biomedical | Fresenius Kabi | Karl Stroz | 2016-10-24 | 2017-04-24 | 2016-10-24 | 2017-10-23 |  | 27500 | Power cord
339 | PCT | Syringe Pump | 338 | Injectomat Agilia | 21125528 | 2010-09-09 | Biomedical | Biomedical | Biomedical | Biomedical | Fresenius Kabi | Storz | 2016-10-24 | 2017-04-24 | 2016-10-24 | 2017-10-23 |  | 27500 | Power cord
340 | PCT | Syringe Pump | 339 | Injectomat Agilia | 21003096 | 2010-09-09 | Biomedical | Biomedical | Biomedical | Biomedical | Fresenius Kabi | Storz | 2016-10-24 | 2017-04-24 | 2016-10-24 | 2017-10-23 |  | 27500 | Power cord
341 | PCT | Syringe Pump | 340 | Injectomat Agilia | 20079089 | 2010-09-09 | Biomedical | Biomedical | Biomedical | Biomedical | Fresenius Kabi | Storz | 2016-10-24 | 2017-04-24 | 2016-10-24 | 2017-10-23 |  | 27500 | Power cord
342 | PCT | Syringe Pump | 341 | Injectomat Agilia | 19710965 | 2010-09-09 | Biomedical | Biomedical | Biomedical | Biomedical | Fresenius Kabi | Karl Stroz | 2016-10-24 | 2017-04-24 | 2016-10-24 | 2017-10-23 |  | 27500 | Power cord
343 | PCT | Syringe Pump | 342 | Injectomat Agilia | 19710563 | 2010-09-09 | Biomedical | Biomedical | Biomedical | Biomedical | Fresenius Kabi | Storz | 2016-10-24 | 2017-04-24 | 2016-10-24 | 2017-10-23 |  | 27500 | Power cord
344 | PCT | Syringe Pump | 343 | Injectomat Agilia | 19710962 | 2010-09-09 | Biomedical | Biomedical | Biomedical | Biomedical | Fresenius Kabi | Karl Stroz | 2016-10-24 | 2017-04-24 | 2016-10-24 | 2017-10-23 |  | 27500 | Power cord
345 | PCT | Syringe Pump | 344 | Injectomat Agilia | 21001315 | 2010-09-09 | Biomedical | Biomedical | Biomedical | Biomedical | Fresenius Kabi | Karl Stroz | 2016-10-24 | 2017-04-24 | 2016-10-24 | 2017-10-23 |  | 27500 | Power cord
346 | PCT | Syringe Pump | 345 | Injectomat Agilia | 20347100 | 2010-09-09 | Biomedical | Biomedical | Biomedical | Biomedical | Fresenius Kabi |  | 2016-10-24 | 2017-04-24 | 2016-10-24 | 2017-10-23 |  | 27500 | Power cord
347 | PCT | Syringe Pump | 346 | Injectomat Agilia | 21125524 | 2010-09-09 | Biomedical | Biomedical | Biomedical | Biomedical | Fresenius Kabi |  | 2016-10-24 | 2017-04-24 | 2016-10-24 | 2017-10-23 |  | 27500 | Power cord
348 | PCT | Syringe Pump | 347 | Injectomat Agilia | 19710962 | 2010-09-09 | Biomedical | Biomedical | Biomedical | Biomedical | Fresenius Kabi | Storz | 2016-10-24 | 2017-04-24 | 2016-10-24 | 2017-10-23 |  | 27500 | Power cord | 92POR0000258 | 2007-12-27
349 | PCT | Syringe Pump | 348 | Injectomat Agilia | 21125519 | 2010-09-09 | Biomedical | Biomedical | Biomedical | Biomedical | Fresenius Kabi | Storz | 2016-10-24 | 2017-04-24 | 2016-10-24 | 2017-10-23 |  | 27500 | Power cord
350 | PCT | Syringe Pump | 349 | Injectomat Agilia | 21125531 | 2010-09-09 | Biomedical | Biomedical | Biomedical | Biomedical | Fresenius Kabi | Storz | 2016-10-24 | 2017-04-24 | 2016-10-24 | 2017-10-23 |  | 27500 | Power cord
351 | PCT | Syringe Pump | 350 | Injectomat Agilia | 21008038 | 2010-09-09 | Biomedical | Biomedical | Biomedical | Biomedical | Fresenius Kabi |  | 2016-10-24 | 2017-04-24 | 2016-10-24 | 2017-10-23 |  | 27500 | Power cord
352 | PCT | Syringe Pump | 351 | Injectomat Agilia | 20347102 | 2010-09-09 | Biomedical | Biomedical | Biomedical | Biomedical | Fresenius Kabi |  | 2016-10-24 | 2017-04-24 | 2016-10-24 | 2017-10-23 |  | 27500 | Power cord
353 | PCT | Syringe Pump | 352 | Injectomat Agilia | 20402092 | 2010-09-09 | Biomedical | Biomedical | Biomedical | Biomedical | Fresenius Kabi | Stryker | 2016-10-24 | 2017-04-24 | 2016-10-24 | 2017-10-23 |  | 27500 | Power cord
354 | PCT | Syringe Pump | 353 | Injectomat Agilia | 19710525 | 2010-09-09 | Biomedical | Biomedical | Biomedical | Biomedical | Fresenius Kabi | Stryker | 2016-10-24 | 2017-04-24 | 2016-10-24 | 2017-10-23 |  | 27500 | Power cord
355 | PCT | Syringe Pump | 354 | Injectomat Agilia | 21003087 | 2010-09-09 | Biomedical | Biomedical | Biomedical | Biomedical | Fresenius Kabi | stryker | 2016-10-24 | 2017-04-24 | 2016-10-24 | 2017-10-23 |  | 27500 | Power cord
356 | PCT | Syringe Pump | 355 | Injectomat Agilia | 20079110 | 2010-09-09 | Biomedical | Biomedical | Biomedical | Biomedical | Fresenius Kabi | Stryker | 2016-10-24 | 2017-04-24 | 2016-10-24 | 2017-10-23 |  | 27500 | Power cord
357 | PCT | Syringe Pump | 356 | Injectomat Agilia | 20347183 | 2010-09-09 | Biomedical | Biomedical | Biomedical | Biomedical | Fresenius Kabi |  | 2016-10-24 | 2017-04-24 | 2016-10-24 | 2017-10-23 |  | 27500 | Power cord |  | 2001-01-01
358 | PCT | Syringe Pump | 357 | Injectomat Agilia | 21003095 | 2010-09-09 | Biomedical | Biomedical | Biomedical | Biomedical | Fresenius Kabi | Karl Stroz | 2016-10-24 | 2017-04-24 | 2016-10-24 | 2017-10-23 |  | 27500 | Power cord |  | 2001-01-01
359 | PCT | Defibrillator | 358 | Heart Start XL | US00108471 | 2001-01-01 | CMC | 2016-04-01 | 2017-03-31 | 15543.2672 | Philips | Karl Stroz | 2016-09-10 | 2017-03-10 | 2016-03-09 | 2017-03-08 |  | 175000 | ECG 3 lead Cable and power cord |  | 2001-01-01
360 | PCT | Pace Maker | 359 | 5388 | PFGO23561P | 2001-01-06 | Biomedical | Biomedical | Biomedical | Biomedical | Medtronic | Stryker | 2016-12-12 | 2017-06-12 | 2016-06-20 | 2017-06-19 |  | 180000 | Pacing cables | NP5250 | 2001-01-01
361 | PCT | Pace Maker | 360 | 5388 | PFG151196R | 2001-01-06 | Biomedical | Biomedical | Biomedical | Biomedical | Medtronic |  | 2016-12-12 | 2017-06-12 | 2016-06-20 | 2017-06-19 |  | 180000 | Pacing cables
362 | PCT | ECG Machine | 361 | TC-20 | CN21608672 | 2016-05-01 | Biomedical | Biomedical | Biomedical | Biomedical | Philips |  | 2017-02-28 | 2017-08-28 | 2017-02-28 | 2018-02-27 |  | 150000 | 10 Lead ECG Cable
363 | PCT | Infant Warmer | 362 | Lullaby | SF810250258PA | 2010-08-21 | Biomedical | Biomedical | Biomedical | Biomedical | Wipro GE |  | 2016-10-04 | 2017-04-04 | 2016-06-29 | 2017-06-28 |  | 170323.5 | Power cord | Nimmagadda Asset | 2010-08-21
364 | PCT | Infant Warmer | 363 | Lullaby | SF810050218PA | 2010-08-21 | Biomedical | Biomedical | Biomedical | Biomedical | Wipro GE |  | 2016-10-04 | 2017-04-04 | 2016-06-29 | 2017-06-28 |  | 170323.5 | Power cord | Nimmagadda Asset | 2010-08-21
365 | PCT | Infant Warmer | 364 | NWC100 | 2061 | 2001-01-01 | Biomedical | Biomedical | Biomedical | Biomedical | Phoenix |  | 2017-01-16 | 2017-07-16 | 2016-06-29 | 2017-06-28 |  | 170323.5 | Power cord | Nimmagadda Asset | 2010-08-21
366 | PCT | Infant Warmer | 365 | CIC101 | 3208 | 2016-09-16 | Biomedical | Biomedical | Biomedical | Biomedical | Phoenix | Karl Stroz | 2017-01-16 | 2017-07-16 | warranty | 2017-09-15 |  | 90000 | Power cord | Nimmagadda Asset | 2010-08-21
367 | PCT | Bubble CPAP | 366 |  | 131031197553 / B1305915 | 2013-12-11 | Biomedical | Biomedical | Biomedical | Biomedical | Fisher & Paykel | Karl Stroz | 2016-11-10 | 2017-05-10 | Not required | Not required |  | 220000 | Power cord | 821400010891 | 2013-12-07
368 | PCT | Patient warmer | 367 | 750 | 48184 | 2010-05-07 | Biomedical | Biomedical | Biomedical | Biomedical | Bair hugger | Karl Stroz | 2016-11-30 | 2017-05-30 | 2016-06-19 | 2017-06-18 |  |  | Power cord
369 | COT | Monitor (Modular) | 368 | MP 60 | DE35006148 | 2004-07-10 | CMC | 2016-04-01 | 2017-03-31 | 30854.3166 | Philips | Karl Stroz | 2017-03-31 | 31-09-2017 | 2017-03-31 | 2018-03-30 |  | 500000 | ECG, SPO2, NIBP and power cord | POR05250 | 2004-06-03
370 | COT | Monitor (Modular) | 369 | MP 60 | DE73112478 | 2008-04-12 | CMC | 2016-04-01 | 2017-03-31 | 30854.3166 | Philips | Karl Stroz | 2017-03-01 | 2017-09-01 | 2016-03-07 | 2017-03-06 |  | 500000 | ECG, SPO2, NIBP and power cord | 92POR0000273 | 2008-01-11
371 | COT | Monitor (Modular) | 370 | MP-20 | DE50403508 | 2001-01-01 | CMC | 2016-04-01 | 2017-03-31 | 18325.9323 | Philips | Eco CAM VM | 2017-03-01 | 2017-09-01 | 2016-03-07 | 2017-03-06 |  | 260000 | ECG, SPO2, NIBP and power cord |  | 2001-01-01
372 | COT | Monitor (Modular) | 371 | MP 60 | DE52007977 | 2005-07-28 | CMC | 2016-04-01 | 2017-03-31 | 30854.3166 | Philips | Karl Stroz | 2017-03-01 | 2017-09-01 | 2016-03-07 | 2017-03-06 |  | 350000 | ECG, SPO2, NIBP and power cord
373 | COT | Monitor (Modular) | 372 | MX 600 | DE12501683 | 2013-07-15 | CMC | 2016-04-01 | 2017-03-31 | 34313 | Philips | Parablast console | 2017-03-01 | 2017-09-01 | 2016-03-07 | 2017-03-06 |  | 688333 | ECG, SPO2, NIBP and power cord | 82110030771 | 2013-03-16
374 | COT | Defibrillator | 373 | Heart Start XL | US00108606 | 2001-01-01 | CMC | 2016-04-01 | 2017-03-31 | 15543.2672 | Philips | Magnatek | 2016-09-10 | 2017-03-10 | 2016-03-08 | 2017-03-07 |  | 250000 | ECG 3 lead Cable with Internal Paddle and Power cord |  | 2001-01-01
375 | COT | Defibrillator | 374 | DFM-100 | CN32604983 | 2016-05-24 | Warrenty | Warrenty | Warrenty | Warrenty | Philips | Magnatek | 2016-09-10 | 2017-03-10 | 2016-03-08 | 2017-03-07 |  | 175000 | ECG 3lead Cable and Power cord
376 | COT | Defibrillator | 375 | DFM-100 | CN32600325 | 2016-05-24 | Warrenty | Warrenty | Warrenty | Warrenty | Philips | Ethicon - J&J | 2016-09-10 | 2017-03-10 | 2016-03-08 | 2017-03-07 |  | 175000 | ECG 3lead Cable and Power cord
377 | COT | Defibrillator | 376 | Code Master | US00113261 | 2001-01-01 | Biomedical | Biomedical | Biomedical | Biomedical | HP | R&D Tech | 2016-09-10 | 2017-03-10 | 2016-03-08 | 2017-03-07 |  | 175000 | ECG 3lead Cable and Power cord |  | 2001-01-01
378 | COT | Syringe Pump | 377 | Injectomat | 21125516 | 2011-02-04 | Biomedical | Biomedical | Biomedical | Biomedical | Fresenius Kabi | B Braun | 2016-10-24 | 2017-04-24 | 2016-10-24 | 2017-10-23 |  | 27500 | Power cord |  | 2011-02-04
379 | COT | Syringe Pump | 378 | injectomat agilia LS | 2100315 | 2011-02-04 | Biomedical | Biomedical | Biomedical | Biomedical | Fresenius Kabi | B Braun | 2016-10-24 | 2017-04-24 | 2016-10-24 | 2017-10-23 |  | 27500 | Power cord
380 | COT | Electro Surgical Unit | 379 | Force FX | FIF 17820A | 2003-04-30 | Biomedical | Biomedical | Biomedical | Biomedical | Valley Lab | B Braun | 2017-01-16 | 2017-07-16 | 2016-12-26 | 2017-12-25 |  | 348000 | Power cord | POR0010427 | 2003-03-31
381 | COT | Electro Surgical Unit | 380 | Force FX-8C | S2F05380AX | 2013-10-07 | Biomedical | Biomedical | Biomedical | Biomedical | Valley Lab | B Braun | 2017-01-16 | 2017-07-16 | 2016-12-26 | 2017-12-25 |  | 459500 | Power cord | 82140008011 | 2013-09-28
382 | COT | Electro Surgical Unit | 381 | Force FX-8C | S3C08136AX | 2013-10-07 | Biomedical | Biomedical | Biomedical | Biomedical | Valley Lab | B Braun | 2017-01-16 | 2017-07-16 | 2016-12-26 | 2017-12-25 |  | 459500 | Power cord | 82140008011 | 2013-09-28
383 | COT | Electro Surgical Unit | 382 | FORCE FX | F3J29383A | 2005-06-04 | Biomedical | Biomedical | Biomedical | Biomedical | Valley Lab | Fresenius Kabi | 2017-01-16 | 2017-07-16 | 2016-12-26 | 2017-12-25 |  | 348000 | Power cord
384 | COT | Electro Surgical Unit | 383 | VIO300 | 11346000 | 2013-03-28 | Biomedical | Biomedical | Biomedical | Biomedical | ERBE | Fresenius Kabi | 2017-01-16 | 2017-07-16 | 2016-12-26 | 2017-12-25 |  | 315000 | Power cord | 82110030687 | 2013-03-15
385 | COT | Anesthesia Machine | 384 | aestiva/5 | AMRH01603 | 2001-01-01 | CMC | 2016-04-01 | 2017-03-31 | 43697 | Datex ohmeda | Fresenius Kabi | 2016-10-18 | 2017-04-18 | 2016-03-08 | 2017-03-07 |  | 725000 | Vaporizers, Gas inlets and Power cord |  | 2001-01-01
386 | COT | Anesthesia Machine | 385 | Aestiva/5 | AMRF01869 | 2001-01-01 | CMC | 2016-04-01 | 2017-03-31 | 43697 | Datex Ohmeda | Fresenius Kabi | 2016-10-18 | 2017-04-18 | 2016-03-08 | 2017-03-07 |  | 725000 | Vaporizers, Gas inlets and Power cord |  | 2001-01-01
387 | COT | Anesthesia Machine | 386 | Carestation 650 | SM717110006WA | 2017-03-29 | warrenty | 2017-03-29 | 2018-03-28 | Warrenty | GE | B Braun | 2017-03-29 | 2017-09-29 | 2017-03-29 | 2018-03-28 | warranty |  | Vaporizers, Gas inlets and Power cord
388 | COT | Anesthesia Machine | 387 | Aestiva Compact 7100 | AMVL00390 | 2007-07-01 | CMC | 2016-04-01 | 2017-03-31 | 43697 | Datex ohmeda | Moller Wedel | 2016-10-18 | 2017-04-18 | 2016-03-08 | 2017-03-07 |  | 710000 | Vaporizers, Gas inlets and Power cord | 47POR0000171 | 2007-06-07
389 | COT | Fibrillator | 388 |  |  | 2004-06-10 | Biomedical | Biomedical | Biomedical | Biomedical | Muthu Enterprises | Midas | 2016-09-28 | 2017-03-28 | Not required | Not required |  | 16000 | Power cord | POR04909 | 2004-05-08
390 | COT | Fibrillator | 389 |  |  | 2002-01-15 | Biomedical | Biomedical | Biomedical | Biomedical | Muthu Enterprises | Covedian (Valleylab) | 2016-09-28 | 2017-03-28 | Not required | Not required |  | 16000 | Power cord | POR0010014 | 2002-12-05
391 | COT | Fibrillator | 390 |  |  | 2001-01-01 | Biomedical | Biomedical | Biomedical | Biomedical | Muthu Enterprises | Covedian (Valleylab) | 2016-09-28 | 2017-03-28 | Not required | Not required |  | 16000 | Power cord |  | 2001-01-01
392 | COT | OT Table | 391 | 3221004-H10001 | 510-128-900-E2 | 2001-01-01 | Biomedical | Biomedical | Biomedical | Biomedical | Berchtold Nordica | Covedian (Valleylab) | 2016-12-03 | 2017-06-03 | Not required | Not required |  | 500000 | Aneesthetic Screen Frame |  | 2001-01-01
393 | COT | OT Table | 392 | TS-103 | 190 | 2004-06-15 | Biomedical | Biomedical | Biomedical | Biomedical | Takeuchi | Covedian (Valleylab) | 2016-12-03 | 2017-06-03 | Not required | Not required |  | 1425000 | Aneesthetic Screen Frame and Power cord | POR04936 | 2004-05-12
394 | COT | OT Table | 393 | 7000SPK30 | A201-L9-0015 | 2016-02-29 | Warrenty | 2016-02-29 | 2018-02-28 | Warrenty | Benq | L & T | 2017-01-30 | 2017-07-30 | Not required | Not required |  | 1095582 | Power cord | A201-L9-0015
395 | COT | OT Table | 394 | DR.MAX 7000SPB | 2A109-P1-0003-008 | 2016-01-13 | Warrenty | 2016-01-13 | 2018-01-12 | Warrenty | Benq | Covedian (Valleylab) | 2017-01-30 | 2017-07-30 | Not required | Not required |  | 1095582 | Power cord | 2A109-P1-0003-008
396 | COT | OT Light | 395 | Hereaus | No:125, LR-110257 | 2002-05-20 | Biomedical | Biomedical | Biomedical | Biomedical | Hanaulux | Covedian (Valleylab) | 2016-12-17 | 2017-06-17 | Not required | Not required |  | 352917 | (In OT-1) | NP/8192 | 2002-06-08
397 | COT | OT Light | 396 | Prismalix | AR003547 | 2004-05-05 | Biomedical | Biomedical | Biomedical | Biomedical | ALM | Sarns | 2016-12-17 | 2017-06-17 | Not required | Not required |  | 750000 | (In OT-2) | POR04516 | 2004-03-31
398 | COT | OT Light | 397 | Prismalix | ON-006486 | 2004-07-20 | Biomedical | Biomedical | Biomedical | Biomedical | ALM | Luxtec | 2016-12-17 | 2017-06-17 | Not required | Not required |  | 750000 | (In OT-3) | POR05334 | 2004-06-10
399 | COT | OT Light | 398 | Mar LUX X6 | MLX6C1B180912C0339 | 2012-07-08 | Biomedical | Biomedical | Biomedical | Biomedical | Martin | Luxtec | 2016-12-17 | 2017-06-17 | Not required | Not required |  | 970992 | (In OT-3) | 82110014907 | 2012-01-04
400 | COT | Heart Lung Machine | 399 | Sarns 8000 | 1226 | 2001-01-01 | Biomedical | Biomedical | Biomedical | Biomedical | Terumo Sarns | Stryker | 2016-12-26 | 2017-06-26 | Not required | Not required |  | 3500000 | Pumps, batteries, Power corrd etc., |  | 2001-01-01
401 | COT | Heart Lung Machine | 400 | Sarns 8000 | 1281 | 2001-04-02 | Biomedical | Biomedical | Biomedical | Biomedical | Terumo Sarns | ERBE | 2016-12-26 | 2017-06-26 | Not required | Not required |  | 3500000 | Pumps, batteries, Power corrd etc., | NP-/05124 | 2000-11-08
402 | COT | Heart Lung Machine | 401 | S5CONSOLE | 48E04021 | 2016-01-20 | Biomedical | Biomedical | Biomedical | Biomedical | Soring | Elekta | 2017-01-09 | 2017-07-09 | Not required | Not required |  | 6000000 | Pumps, batteries, Power corrd etc.,
403 | COT | Heart Lung Machine | 402 | S5CCONSOLE | 48E04064 | 2015-12-14 | Biomedical | Biomedical | Biomedical | Biomedical | Soring | Stryker | 2017-01-09 | 2017-07-09 | Not required | Not required |  | 6000000 | Pumps, batteries, Power corrd etc.,
404 | COT | Hemotherm | 403 | Stockert | 16S15939 | 2016-01-20 | Biomedical | Biomedical | Biomedical | Biomedical | Soring | Medtronic | 2017-01-09 | 2017-07-09 | Not required | Not required |  | 1000000 | Pumps, batteries, Power corrd etc.,
405 | COT | Hemotherm | 404 | Stockert | 16S15901 | 2015-12-14 | Biomedical | Biomedical | Biomedical | Biomedical | Soring | B Braun | 2017-01-09 | 2017-07-09 | Not required | Not required |  | 1000000 | Pumps, batteries, Power corrd etc.,
406 | COT | Hemotherm | 405 | CSZ | 993-11416M | 2001-01-01 | Biomedical | Biomedical | Biomedical | Biomedical | Sarns | B Braun | 2016-12-26 | 2017-06-26 | Not required | Not required |  | 1000000 | Pumps, batteries, Power corrd etc., |  | 2001-01-01
407 | COT | Hemotherm | 406 | CSZ | 031-12050M | 2003-06-23 | Biomedical | Biomedical | Biomedical | Biomedical | Sarns | B Braun | 2016-12-26 | 2017-06-26 | Not required | Not required |  | 1000000 | Pumps, batteries, Power corrd etc., | POR10473 | 2003-04-12
408 | COT | Hemotherm | 407 | TCM-II | 4036 | 2001-01-01 | Biomedical | Biomedical | Biomedical | Biomedical | Sarns | Confident | 2016-10-07 | 2017-04-07 | Not required | Not required |  | 1000000 | Pumps, batteries, Power corrd etc., |  | 2001-01-01
409 | COT | Fibrinotherm | 408 | AG | FB09489 | 2011-02-01 | Biomedical | Biomedical | Biomedical | Biomedical | Baxter | Coagnate | 2017-01-28 | 2017-07-28 | Not required | Not required |  | 300000 | Power cord
410 | COT | Sternum Saw | 409 | System 6 | 1534908873 | 2016-05-26 | Biomedical | Biomedical | Biomedical | Biomedical | Stryker | Trident | 2016-11-20 | 2017-05-20 | Not required | Not required |  | 350000 | Different blades and blade guard
411 | COT | Sternum Saw | 410 | System 6 | 1535703853 | 2016-05-26 | Biomedical | Biomedical | Biomedical | Biomedical | Stryker | Hanaulux | 2016-11-20 | 2017-05-20 | Not required | Not required |  | 350000 | Different blades and blade guard
412 | COT | Sternum Saw | 411 | System 6 | 1515003453 | 2015-09-07 | Biomedical | Biomedical | Biomedical | Biomedical | Stryker | Hanaulux | 2016-11-20 | 2017-05-20 | Not required | Not required |  | 350000 | Different blades and blade guard
413 | COT | Sternum Saw | 412 | System 6 | 1527200533 | 2016-01-19 | Biomedical | Biomedical | Biomedical | Biomedical | Stryker | Hanaulux | 2016-11-20 | 2017-05-20 | Not required | Not required |  | 350000 | Different blades and blade guard
414 | COT | Redo Saw | 413 |  |  | 2001-01-01 | Biomedical | Biomedical | Biomedical | Biomedical | Manman | Hanaulux | 2016-09-28 | 2017-03-28 | Not required | Not required |  | 83667 | Different blades and blade guard |  | 2001-01-01
415 | COT | ACT Machine | 414 | ACT-Plus | ACT2000826 | 2005-07-04 | Biomedical | Biomedical | Biomedical | Biomedical | Medtronic | KLS Martin | 2017-01-15 | 2017-07-15 | 2016-12-07 | 2017-12-06 |  | 135000 | Power cord | 18POR0039863 | 2005-07-04
416 | COT | ACT Machine | 415 | ACT-Plus | 2003878 | 2012-08-06 | Biomedical | Biomedical | Biomedical | Biomedical | Medtronic | Leica | 2017-01-15 | 2017-07-15 | 2016-12-07 | 2017-12-06 |  | 200000 | Power cord | 82110021869 | 2012-07-26
417 | COT | ACT Machine | 416 | ACT Plus | ACT2007133 | 2016-12-07 | Biomedical | Biomedical | Biomedical | Biomedical | Medtronic | Carl Zeiss | 2016-12-07 | 2017-06-07 | 2016-12-07 | 2017-12-06 |  | 275000 | Power cord
418 | COT | ACT Machine | 417 | ACT Plus | ACT2007134 | 2016-12-07 | Biomedical | Biomedical | Biomedical | Biomedical | Medtronic | Philips | 2016-12-07 | 2017-06-07 | 2016-12-07 | 2017-12-06 |  | 275000 | Power cord
419 | COT | Head Light Source | 418 | XSP-9300 | XSPT0988 | 2013-10-08 | Biomedical | Biomedical | Biomedical | Biomedical | BL Lifesciences | Laksh | 2016-12-20 | 2017-06-20 | Not required | Not required |  | 325500 | Batteries and battery charger | 82140008015 | 2013-09-28
420 | COT | Head Light Source | 419 | MLX-300 | 15H00MLX5407 | 2015-12-07 | Biomedical | Biomedical | Biomedical | Biomedical | BL Lifesciences | hotline | 2016-12-06 | 2017-06-06 | Not required | Not required |  | 357000 | Batteries and battery charger | 215150013211 | 2015-12-01
421 | COT | Head Light Source | 420 | Integra | 16C00MLX6616 | 2016-06-08 | Warrenty | 2016-06-08 | 2017-06-07 | Warrenty | Luxtec | Hotline | 2016-12-06 | 2017-06-06 | Not required | Not required |  | 357000 | Batteries and battery charger
422 | COT | Head Light Source | 421 | Solarc | 74227 | 2001-01-01 | Biomedical | Biomedical | Biomedical | Biomedical | Welch Allyn | Welch Allyn | 2016-12-06 | 2017-06-06 | Not required | Not required |  | 257000 | Batteries and battery charger
423 | COT | Incubator | 422 | R1M18HDFSS | 1131 | 2011-02-16 | Biomedical | Biomedical | Biomedical | Biomedical | Rotek | B Braun | 2017-02-14 | 2017-08-14 | 2017-02-14 | 2017-02-13 |  | 28600 | Power cord | 82110001034 | 2011-01-24
424 | COT | Fluid Warmer | 423 | Hot Line Level 1 | S10002791 | 2010-04-30 | Biomedical | Biomedical | Biomedical | Biomedical | SMITHS | Inmed Equipment | 2016-10-04 | 2017-04-04 | 2016-04-04 | 2017-04-03 |  | 98005 | Power cord
425 | COT | CARDIAC OUTPUT MONITOR | 424 | EV1000 | EV081171 | 2016-06-30 | Warrenty | 2016-06-30 | 2017-06-29 | Warrenty | Edwards life siencies | Sonosite | 2016-12-28 | 2017-06-28 | Not required | Not required |  | 1100000 | Cardiac output cable and Power cord
426 | COT | Fluid Warmer | 425 | Hot Line Level 1 | S10001722 | 2010-04-30 | Biomedical | Biomedical | Biomedical | Biomedical | SMITHS | Medtronic | 2016-10-04 | 2017-04-04 | 2016-04-04 | 2017-04-03 |  | 98005 | Power cord
427 | GOT | Nasal Endoscope | 426 | Endosol - 2 | 682 |  | Biomedical | Biomedical | Biomedical | Biomedical | Kalelkar | Mediaid | 2016-10-14 | 2017-04-14 | Not required | Not required |  |  | Light Source
428 | GOT |  | 427 | Uni Drive | DG2559 |  | Biomedical | Biomedical | Biomedical | Biomedical | Stroz | Mindray | 2016-10-14 | 2017-04-14 | Not required | Not required |  |  | Micro Debridder
429 | GOT |  | 428 |  |  |  | Biomedical | Biomedical | Biomedical | Biomedical | Storz | Manman | 2016-10-14 | 2017-04-14 | Not required | Not required |  |  | Telescope 0 deg
430 | GOT |  | 429 |  |  |  | Biomedical | Biomedical | Biomedical | Biomedical | Storz | Stryker | 2016-10-14 | 2017-04-14 | Not required | Not required |  |  | Telescope 30 deg
431 | GOT |  | 430 |  | 604087 |  | Biomedical | Biomedical | Biomedical | Biomedical | Arathom | Medtronic | 2016-10-14 | 2017-04-14 | Not required | Not required |  |  | ENT Drill
432 | GOT | Arthroscopy System | 431 | Power Unit | SNK 51489 | 2001-01-01 | Biomedical | Biomedical | Biomedical | Biomedical | Stroz | Baxter | 2016-10-14 | 2017-04-14 | Not required | Not required |  |  | Shaver System
433 | GOT |  | 432 |  |  |  | Biomedical | Biomedical | Biomedical | Biomedical | Storz | Stryker | 2016-10-14 | 2017-04-14 | Not required | Not required |  |  | Telescope 45 deg
434 | GOT |  | 433 |  |  |  | Biomedical | Biomedical | Biomedical | Biomedical | Manman | Siemens | 2016-12-04 | 2017-06-04 | Not required | Not required |  |  | Manman Perforator Hand Piece (2 No's)
435 | GOT |  | 434 |  | C732 |  | Biomedical | Biomedical | Biomedical | Biomedical | Manman | Sonosite | 2016-12-04 | 2017-06-04 | Not required | Not required |  |  | Man man Driving unit
436 | GOT | Instrument Driver | 435 | CORE | 1332001923 |  | Biomedical | Biomedical | Biomedical | Biomedical | Stryker | Schiller | 2017-02-13 | 2017-08-13 | 2017-02-13 | 2018-02-12
437 | GOT | Laproscope System (General Surgery) | 436 | Endoflator | BH7023 | 2001-01-01 | Biomedical | Biomedical | Biomedical | Biomedical | Karl Stroz | Meigaoyi | 2016-10-14 | 2017-04-14 | Not required | Not required |  | 800000 | Endo Insoflator
438 | GOT |  | 437 | Xenon Nova | AH167973 |  | Biomedical | Biomedical | Biomedical | Biomedical | Storz | Mediaid | 2016-10-14 | 2017-04-14 | Not required | Not required |  |  | Light source
439 | GOT |  | 438 | Tricam SL2 | FC640368 |  | Biomedical | Biomedical | Biomedical | Biomedical | Storz | Terumo | 2016-10-14 | 2017-04-14 | Not required | Not required |  |  | Three chip camera
440 | GOT |  | 439 |  | HE0420 |  | Biomedical | Biomedical | Biomedical | Biomedical | Storz | B Braun | 2016-10-14 | 2017-04-14 | Not required | Not required |  |  | Morcilator handle and blade
441 | GOT | Laproscope System (General Surgery) | 440 | Endoflator | FC14806B | 2001-01-01 | Biomedical | Biomedical | Biomedical | Biomedical | Karl Stroz | Allengers | 2016-10-14 | 2017-04-14 | Not required | Not required |  | 800000 | Endo Insoflator
442 | GOT |  | 441 | Xenon Nova | AH10797 |  | Biomedical | Biomedical | Biomedical | Biomedical | Storz | RMS | 2016-10-14 | 2017-04-14 | Not required | Not required |  |  | Light Source
443 | GOT | Endoscopy System (Neuro) | 442 | Xenon Nova 300 | WZ0664826 | 2010-11-11 | Biomedical | Biomedical | Biomedical | Biomedical | Karl Stroz | Cardiomedics | 2016-10-14 | 2017-04-14 | Not required | Not required |  | 2019800 | Light Source
444 | GOT |  | 443 | SCB image 1 hub | PY683267-P |  | Biomedical | Biomedical | Biomedical | Biomedical | Karl Stroz | Angioview | 2016-10-14 | 2017-04-14 | Not required | Not required |  |  | Camera source(image hub)
445 | GOT |  | 444 | H3-Z | WZ769189-H |  | Biomedical | Biomedical | Biomedical | Biomedical |  | Respironics | 2016-10-14 | 2017-04-14 | Not required | Not required |  |  | 3 Chip HD Camera
446 | GOT |  | 445 | 26" Monitor | 10161892 |  | Biomedical | Biomedical | Biomedical | Biomedical |  | Nipro | 2016-10-14 | 2017-04-14 | Not required | Not required |  |  | HD Monitor
447 | GOT |  | 446 | Hopkins Telescope | 1567937 |  | Biomedical | Biomedical | Biomedical | Biomedical | Storz | Nipro | 2016-10-14 | 2017-04-14 | Not required | Not required |  | 2019800 | Telescope 60 deg
448 | GOT |  | 447 | Hopkins II | 1398958 |  | Biomedical | Biomedical | Biomedical | Biomedical | Storz | Mediaid | 2016-10-14 | 2017-04-14 | Not required | Not required |  |  | Telescope 0 deg
449 | GOT |  | 448 | Hopkins II | 1644106 |  | Biomedical | Biomedical | Biomedical | Biomedical | Storz | Philips | 2016-10-14 | 2017-04-14 | Not required | Not required |  |  | Telescope 30 deg
450 | GOT |  | 449 |  |  |  | Biomedical | Biomedical | Biomedical | Biomedical |  | Philips | 2016-10-14 | 2017-04-14 | Not required | Not required |  |  | Obturator for 28182 BS with 2mm
451 | GOT |  | 450 | Image 1 HD hub camera | VZ675449-P |  | Biomedical | Biomedical | Biomedical | Biomedical |  | Fresenius Kabi | 2016-10-14 | 2017-04-14 | Not required | Not required |  |  | Processor
452 | GOT | Laproscopy System (General Surgery) | 451 | SDC Ultra | 07L026124 | 2014-05-22 | Biomedical | Biomedical | Biomedical | Biomedical | Stryker | Respironics | 2017-02-13 | 2017-08-13 | 2017-02-13 | 2018-02-12 |  | 2415000 | Laproscopy - HD Information Managemnet System
453 | GOT |  | 452 | Pneumo Sure | 1401CE362 |  | Biomedical | Biomedical | Biomedical | Biomedical | Stryker | Erbe | 2017-02-13 | 2017-08-13 | 2017-02-13 | 2018-02-12 |  |  | Insuflator
454 | GOT |  | 453 | X800 | 13K039804 |  | Biomedical | Biomedical | Biomedical | Biomedical | stryker | Erbe | 2017-02-13 | 2017-08-13 | 2017-02-13 | 2018-02-12 |  |  | Light Source
455 | GOT |  | 454 | 1288 HD | 13K032074 |  | Biomedical | Biomedical | Biomedical | Biomedical | Stryker | Schiller | 2017-02-13 | 2017-08-13 | 2017-02-13 | 2018-02-12 |  |  | HD Camera (System)
456 | GOT |  | 455 |  | VPD263E0541 |  | Biomedical | Biomedical | Biomedical | Biomedical |  | Schiller | 2016-10-14 | 2017-04-14 | Not required | Not required |  |  | Endoscopy
457 | GOT | Endoscopy System (Urology) | 456 | Xenon Nova 175 | FC0630127 |  | Biomedical | Biomedical | Biomedical | Biomedical | Karl Stroz | Schiller | 2016-10-14 | 2017-04-14 | Not required | Not required |  |  | Light Source
458 | GOT |  | 457 | SL II | FC640375 - P |  | Biomedical | Biomedical | Biomedical | Biomedical | Karl Stroz | Schiller | 2016-10-14 | 2017-04-14 | Not required | Not required |  |  | Camera System
459 | GOT |  | 458 | Vision Elect | VEH263d0118 |  | Biomedical | Biomedical | Biomedical | Biomedical | Stryker | Schiller | 2017-02-13 | 2017-08-13 | 2017-02-13 | 2018-02-12 |  |  | HD Monitor
460 | GOT |  | 459 |  | 5000254284 |  | Biomedical | Biomedical | Biomedical | Biomedical |  | Atmos | 2016-10-14 | 2017-04-14 | Not required | Not required |  |  | PCNL Nephroscope
461 | GOT |  | 460 |  | 5000254564 |  | Biomedical | Biomedical | Biomedical | Biomedical |  | Phoenix | 2016-10-14 | 2017-04-14 | Not required | Not required |  |  | 6F uretro scope
462 | GOT |  | 461 |  | 5000197089 |  | Biomedical | Biomedical | Biomedical | Biomedical |  | Mediaid | 2016-10-14 | 2017-04-14 | Not required | Not required |  |  | 8F uretroscope
463 | GOT |  | 462 |  | 5000202030 |  | Biomedical | Biomedical | Biomedical | Biomedical |  | Maquet | 2016-10-14 | 2017-04-14 | Not required | Not required |  |  | 8/9 uretroscope
464 | GOT |  | 463 |  | 5000261823 |  | Biomedical | Biomedical | Biomedical | Biomedical |  | Maquet | 2016-10-14 | 2017-04-14 | Not required | Not required |  |  | 4.5 uretroscope
465 | GOT |  | 464 |  | 103477 |  | Biomedical | Biomedical | Biomedical | Biomedical | Karl Stroz | Maquet | 2016-10-14 | 2017-04-14 | Not required | Not required |  |  | Pediatric cystoscope
466 | GOT |  | 465 |  | 5000190965 |  | Biomedical | Biomedical | Biomedical | Biomedical | Karl Stroz | Maquet | 2016-10-14 | 2017-04-14 | Not required | Not required |  |  | Pediatric nephroscope
467 | GOT |  | 466 |  | 5000250527 |  | Biomedical | Biomedical | Biomedical | Biomedical | Karl Stroz | Mindray | 2016-10-14 | 2017-04-14 | Not required | Not required |  |  | Integrated Scope
468 | GOT |  | 467 |  | 27005-BA |  | Biomedical | Biomedical | Biomedical | Biomedical | Karl Stroz | B Braun | 2016-10-14 | 2017-04-14 | Not required | Not required |  |  | 30 degrees Telescope
469 | GOT |  | 468 |  | 121QSH |  | Biomedical | Biomedical | Biomedical | Biomedical | Karl Stroz | Philips | 2016-10-14 | 2017-04-14 | Not required | Not required |  |  | 30 degrees Telescope
470 | GOT |  | 469 |  | 3510-9097 |  | Biomedical | Biomedical | Biomedical | Biomedical | Eco CAM VM | Philips | 2016-12-01 | 2017-06-01 | Not required | Not required |  |  | Camera Processor
471 | GOT | Uretero-Fibrecsope | 470 | Flex-X | 2171720 | 2016-12-28 | Biomedical | Biomedical | Biomedical | Biomedical | Karl Stroz | Philips | 2016-12-28 | 2017-06-28 | Not required | Not required |  | 460000 | NA
472 | GOT | Uroscope | 471 |  |  | 2005-10-05 | Biomedical | Biomedical | Biomedical | Biomedical | Parablast console | Philips | 2016-12-28 | 2017-06-28 | Not required | Not required |  | 495000 | NA
473 | GOT | OT Light | 472 | TRU | G2138 | 16/8/2014 | Biomedical | Biomedical | Biomedical | Biomedical | Magnatek | Philips | 2017-02-14 | 2017-08-14 | Not required | Not required |  | 1173900 | NA
474 | GOT | OT Table | 473 | Eiffel 8000 |  | 27/10/2014 | Biomedical | Biomedical | Biomedical | Biomedical | Magnatek | Philips | 2016-12-02 | 2017-06-02 | Not required | Not required |  | 1438972 | Arm Strips and Power cord
475 | GOT | Harmonic Scalpel | 474 | Generator 300 | GN4081795 | 2001-01-01 | Biomedical | Biomedical | Biomedical | Biomedical | Ethicon - J&J | coviden | 2016-12-24 | 2017-06-24 | Not required | Not required |  | 2000000 | Power cord
476 | GOT | Lithotripter (Intra Corporeal Lithotripter) | 475 | Pariblast |  | 2005-10-05 | Biomedical | Biomedical | Biomedical | Biomedical | R&D Tech | Hotline | 2016-10-09 | 2017-04-09 | Not required | Not required |  |  | Camera, Processor and Power cord
477 | GOT | Syringe Pump | 476 | Compact | 171682 | 2012-12-13 | Biomedical | Biomedical | Biomedical | Biomedical | B Braun |  | 2017-01-04 | 2017-07-04 | 2017-01-04 | 2018-01-03 |  | 35000 | Power cord
478 | GOT | Syringe Pump | 477 | Compact | 188285 | 2013-07-09 | Biomedical | Biomedical | Biomedical | Biomedical | B Braun | Edwards Life Science | 2017-01-04 | 2017-07-04 | 2017-01-04 | 2018-01-03 |  | 35000 | Power cord
479 | GOT | Syringe Pump | 478 | Compact | 209833 | 2015-01-03 | Biomedical | Biomedical | Biomedical | Biomedical | B Braun | Philips | 2017-01-04 | 2017-07-04 | 2017-01-04 | 2018-01-03 |  | 35000 | Power cord
480 | GOT | Syringe Pump | 479 | Compact | 225661 | 2015-01-03 | Biomedical | Biomedical | Biomedical | Biomedical | B Braun | Philips | 2017-01-04 | 2017-07-04 | 2017-01-04 | 2018-01-03 |  | 35000 | Power cord
481 | GOT | Syringe Pump | 480 | Compact | 190691 | 2008-10-06 | Biomedical | Biomedical | Biomedical | Biomedical | B Braun | Philips | 2017-01-04 | 2017-07-04 | 2017-01-04 | 2018-01-03 |  | 35000 | Power cord
482 | GOT | Syringe Pump | 481 | Compact | 20347095 | 2009-08-16 | Biomedical | Biomedical | Biomedical | Biomedical | Fresenius Kabi | Philips | 2016-10-23 | 2017-04-23 | 2016-10-23 | 2017-10-22 |  | 35000 | Power cord
483 | GOT | Syringe Pump | 482 | Compact | 19710961 | 2001-01-01 | Biomedical | Biomedical | Biomedical | Biomedical | Fresenius Kabi | Philips | 2016-10-23 | 2017-04-23 | 2016-10-23 | 2017-10-22 |  | 35000 | Power cord
484 | GOT | Syringe Pump | 483 | Compact | 20347077 | 2009-08-16 | Biomedical | Biomedical | Biomedical | Biomedical | Fresenius Kabi | Philips | 2016-10-23 | 2017-04-23 | 2016-10-23 | 2017-10-22 |  | 35000 | Power cord
485 | GOT | Syringe Pump | 484 | Injectomat | 19710555 | 2001-01-01 | Biomedical | Biomedical | Biomedical | Biomedical | Fresenius Kabi | Philips | 2016-10-23 | 2017-04-23 | 2016-10-23 | 2017-10-22 |  | 25000 | Power cord
486 | GOT | Infusion Pump | 485 | infusomat | 83996 | 2014-02-08 | Biomedical | Biomedical | Biomedical | Biomedical | B Braun | Covidien | 2017-01-04 | 2017-07-04 | 2017-01-04 | 2018-01-03 |  | 50000 | Power cord
487 | GOT | Surgical Microscope | 486 | VM 500 | 1214 / 1540 | 2007-01-01 | Biomedical | Biomedical | Biomedical | Biomedical | Moller Wedel | Covidien | 2016-12-26 | 2017-06-26 |  |  |  | 2000000 | Lenses , Power cord
488 | GOT | Neuro drill | 487 | Medtronic | FM008400041 | 2009-08-05 | Biomedical | Biomedical | Biomedical | Biomedical | Midas | Covidien | 2016-12-20 | 2017-06-20 | Not required | Not required |  | 2000000 | Blades and Blade guard
489 | GOT | Lithotripsy System | 488 | Tripter 11 Compact | 3139 | 2002-09-25 | CMC | 2016-09-25 | 2017-09-24 | 1,57,000 | Direx medical system | Covidien | 2017-02-03 | 2017-08-03 | 2017-02-03 | 2017-08-03 |  | 2300000 | Power cord
490 | GOT | Anesthesia Machine | 489 | Avance CS2 | APKS00920 | 2013-09-29 | CMC | 2016-04-01 | 2017-03-31 | 50959 | Wipro GE | Covidien | 2016-10-19 | 2017-04-19 | 2016-03-08 | 2017-03-07 |  | 1325000 | Vaporizers, Gas inlets and Power cord
491 | GOT | Anesthesia Machine | 490 | Avance CS2 | APKS00921 | 2013-09-29 | CMC | 2016-04-01 | 2017-03-31 | 50959 | Wipro GE | Maquet | 2016-10-19 | 2017-04-19 | 2016-03-08 | 2017-03-07 |  | 1325000 | Vaporizers, Gas inlets and Power cord
492 | GOT | Anesthesia Machine | 491 | VENT7000 | CAAE00688 | 2001-01-01 | CMC | 2016-04-01 | 2017-03-31 | 43697 | Wipro GE | Maquet | 2016-09-24 | 2017-03-24 | 2016-03-08 | 2017-03-07 |  | 725000 | Vaporizers, Gas inlets and Power cord
493 | GOT | Anesthesia Machine | 492 | Aestiva 5 | AMVM00107 | 2008-03-18 | CMC | 2016-04-01 | 2017-03-31 | 43697 | Wipro GE | Maquet | 2016-10-18 | 2017-04-18 | 2016-03-08 | 2017-03-07 |  | 710000 | Vaporizers, Gas inlets and Power cord
494 | GOT | Anesthesia Machine | 493 | 9100C | ME12040122 | 2002-01-01 | CMC | 2016-04-01 | 2017-03-31 | 32355 | Wipro GE | Maquet | 2016-09-24 | 2017-03-24 | 2016-03-08 | 2017-03-07 |  | 800000 | Vaporizers, Gas inlets and Power cord
495 | GOT | Anesthesia Machine | 494 | CS-650 | SM71601000-6WA | 2016-03-25 | CMC | 2016-04-01 | 2017-03-31 | 60000 | Wipro GE | Maquet | 2016-09-24 | 2017-03-24 | 2016-03-25 | 2017-03-24 |  | 1250000 | Vaporizers, Gas inlets and Power cord
496 | GOT | Anesthesia Machine | 495 | Carestation 650 | SM717110007WA | 2017-03-29 | warrenty | 2017-03-29 | 2018-03-28 | warranty | GE | Maquet | 2017-03-29 | 2017-09-29 | 2017-03-29 | 2018-03-28 |  |  | Vaporizers, Gas inlets and Power cord
497 | GOT | Monitor | 496 | MP 60 | DE35006151 | 2001-01-01 | CMC | 2016-04-01 | 2017-03-31 | 30854.3166 | Philips | Maquet | 2017-03-01 | 2017-09-01 | 2016-03-07 | 2017-03-06 |  | 350000 | ECG, SPO2, NIBP, IBP, ETCO2 and Power cord
498 | GOT | Monitor | 497 | MX 600 | DE12502810 | 2014-01-02 | CMC | 2016-04-01 | 2017-03-31 | 34313 | Philips | Maquet | 2017-03-01 | 2017-09-01 | 2016-03-07 | 2017-03-06 |  | 615000 | ECG, SPO2, NIBP, IBP, ETCO2 and Power cord
499 | GOT | Monitor | 498 | MX 600 | DE12502814 | 2014-01-02 | CMC | 2016-04-01 | 2017-03-31 | 34313 | Philips | Maquet | 2017-03-01 | 2017-09-01 | 2016-03-07 | 2017-03-06 |  | 615000 | ECG, SPO2, NIBP, IBP, ETCO2 and Power cord
500 | GOT | Monitor | 499 | MX 600 | DE12502819 | 2014-01-02 | CMC | 2016-04-01 | 2017-03-31 | 34313 | Philips | Maquet | 2017-03-01 | 2017-09-01 | 2016-03-07 | 2017-03-06 |  | 615000 | ECG, SPO2, NIBP, IBP, ETCO2 and Power cord
501 | GOT | Monitor | 500 | MP-20 | DE50403640 | 2005-03-23 | CMC | 2016-04-01 | 2017-03-31 | 18325.9323 | Philips | B Braun | 2017-03-01 | 2017-09-01 | 2016-03-07 | 2017-03-06 |  | 260000 | ECG, SPO2, NIBP, IBP, ETCO2 and Power cord
502 | GOT | Electro Surgical Unit | 501 | Force FX 8C | F3C26288A | 2004-12-07 | Biomedical | Biomedical | Biomedical | Biomedical | Covedian (Valleylab) | B Braun | 2017-01-03 | 2017-07-03 | 2016-12-26 | 2017-12-25 |  | 348000 | Power cord
503 | GOT | Electro Surgical Unit | 502 | Force FX 8C | SNF7F54750A | 2008-01-17 | Biomedical | Biomedical | Biomedical | Biomedical | Covedian (Valleylab) | B Braun | 2017-01-03 | 2017-07-03 | 2016-12-26 | 2017-12-25 |  | 335000 | Power cord
504 | GOT | Electro Surgical Unit | 503 | Force FX 8C | FOJ15175A | 2001-03-04 | Biomedical | Biomedical | Biomedical | Biomedical | Covedian (Valleylab) | B Braun | 2017-01-03 | 2017-07-03 | 2016-12-26 | 2017-12-25 |  | 348000 | Power cord
505 | GOT | Electro Surgical Unit | 504 | Force FX 8C | F2D21950A | 2001-08-15 | Biomedical | Biomedical | Biomedical | Biomedical | Covedian (Valleylab) | B Braun | 2017-01-03 | 2017-07-03 | 2016-12-26 | 2017-12-25 |  | 348000 | Power cord
506 | GOT | Electro Surgical Unit | 505 | 400 Digital | 6015077 | 2001-01-01 | Biomedical | Biomedical | Biomedical | Biomedical | L & T | B Braun | 2017-01-03 | 2017-07-03 | 2016-12-26 | 2017-12-25 |  | 100000 | Power cord
507 | GOT | Electro Surgical Unit | 506 | Force FX 8C | 8CF2C21140A | 2003-04-11 | Biomedical | Biomedical | Biomedical | Biomedical | Covedian (Valleylab) | B Braun | 2017-01-03 | 2017-07-03 | 2016-12-26 | 2017-12-25 |  | 350000 | Power cord
508 | GOT | Electro Surgical Unit | 507 | Force FX 8C | F8C60079A | 2008-08-13 | Biomedical | Biomedical | Biomedical | Biomedical | Covedian (Valleylab) | B Braun | 2017-01-03 | 2017-07-03 | 2016-12-26 | 2017-12-25 |  | 350000 | Power cord
509 | GOT | Hemotherm | 508 | TCM-II | 3604 | 2001-01-01 | Biomedical | Biomedical | Biomedical | Biomedical | Sarns | B Braun | 2016-12-26 | 2017-06-26 | Not required | Not required |  | 1000000 | Power cord
510 | GOT | Head Light Source | 509 | MLX | 1SJ00MLX5663 | 2016-07-12 | Biomedical | Biomedical | Biomedical | Biomedical | Luxtec | B Braun | 2016-12-06 | 2017-06-06 | Not required | Not required |  | 350000 | Batteries and battery charger
511 | GOT | Head Light Source | 510 | 9300 XSP | XSPT1146 | 2014-01-11 | Biomedical | Biomedical | Biomedical | Biomedical | Luxtec | B Braun | 2017-01-16 | 2017-07-16 | Not required | Not required |  | 350000 | Batteries and battery charger
512 | GOT | Electric High Speed Neuro Drill System | 511 | Stryker | 1332001923 | 2014-05-13 | Biomedical | Biomedical | Biomedical | Biomedical | Stryker | B Braun | 2017-02-13 | 2017-08-13 | 2017-02-13 | 2018-02-12 |  | 800000 | Blades and Blade guard
513 | GOT | CUSA system | 512 | Integra cusa excel plus | HDD14010041E | 2015-10-23 | CMC | 2017-01-01 | 2017-12-31 | 100000 | Alliance Biomedica | B Braun | 2016-12-06 | 2017-06-06 | 2017-02-27 | 2018-02-26 |  | 4750000 | Blades and Blade guard
514 | GOT | Argon Plasma Coagulator | 513 | VIO 300 D & APC 2 | 11396937 (Diathermy) 11401264 (APC) | 2015-11-04 | Biomedical | Biomedical | Biomedical | Biomedical | ERBE | B Braun | 2016-11-03 | 2017-05-03 | 2016-11-03 | 2017-05-03 |  | 1900000
515 | GOT | Cell Saver | 514 | CS 5+ | S021515882 | 2015-12-16 | warrenty | 2015-12-16 | 2017-12-15 | Warrenty | Haemonitics | B Braun | 2016-12-26 | 2017-06-26 | Not required | Not required |  | 1423538
516 | GOT | Steriostatic Frame | 515 |  | SNSH01470 (Frame) SNSH00604 (ARC) 3604 (LNG) | 2015-08-20 | Biomedical | Biomedical | Biomedical | Biomedical | Elekta | B Braun | 2016-11-03 | 2017-05-03 | Not required | Not required |  | 4695420 | CT,MRI Attachments
517 | GOT | Ultrasonic Surgical Aspirator | 516 | Sonopet | 1335400114 | 2014-06-03 | Biomedical | Biomedical | Biomedical | Biomedical | Stryker | B Braun | 2017-01-25 | 2017-07-25 | 2017-01-25 | 2018-01-24 |  | 2700000 | Power cord
518 | GOT | Neuro Navigation System | 517 | Sheath station S7 | 4501305643 | 2011-02-23 | Biomedical | Biomedical | Biomedical | Biomedical | Medtronic | B Braun | 2016-12-20 | 2017-06-20 | Not required | Not required |  | 7100000 | 1.S7 staff cart 2.S7 surgeon monitor 3.Cranial Instruments set 4.Suretrak 2-universal instrument adapter system 5.Active cranial dynamic reference frame - 2 nos 6.Active linear blunt probe- 2 nos 7.sterile spheres 5 in a pack - 25 nos 8.fiducial markers 9.vertek passive biopsy kit 10. passive biopsy needle- 5 nos 11.PCI tips 12.PCI handle 13.passive reference frame 14.Passive blunt probe 15.Electromagnetic kit 16.Drapes -10nos 17.AxiEM cranial non-invasive tumor res kit- 5 nos 18.AxieM cranial non-invasive shunt kit - 5 nos.
519 | GOT | Defibrillator | 518 | DFM-100 | CN32600327 | 2016-05-24 | Warrenty | Warrenty | Warrenty | Warrenty | Philips | B Braun | 2016-09-08 | 2017-03-08 | 2016-03-08 | 2017-03-07 |  | 180000 | External Paddles, power cord
520 | GOT | Syringe Pump | 519 | Compact | 56723 | 2001-01-01 | Biomedical | Biomedical | Biomedical | Biomedical | B Braun | B Braun | 2017-01-04 | 2017-07-04 | 2017-01-04 | 2018-01-03 |  | 24600 | Power cord
521 | GOT | Infusion Pump | 520 | infusomat | 2351 | 2001-01-01 | Biomedical | Biomedical | Biomedical | Biomedical | B Braun | B Braun | 2017-01-04 | 2017-07-04 | 2017-01-04 | 2018-01-03 |  | 37540 | Power cord
522 | GOT | Infusion Pump | 521 | infusomat | 25923 | 2001-01-01 | Biomedical | Biomedical | Biomedical | Biomedical | B Braun | B Braun | 2017-01-04 | 2017-07-04 | 2017-01-04 | 2018-01-03 |  | 37540 | Power cord
523 | GOT | OT Table | 522 | 7000 SPB | 2A109-07-0001 | 2016-02-01 | Warrenty | 2016-02-01 | 2018-01-31 | Warrenty | BENQ | B Braun | 2017-01-30 | 2017-07-30 | Not required | Not required |  | 1000000 | Arm Strips and Power cord
524 | GOT | OT Table | 523 | 7000 SPB | 2A109-07-0002 | 2016-02-29 | warrenty | 2016-02-29 | 2018-02-28 | Warrenty | BENQ | B Braun | 2017-01-30 | 2017-07-30 | Not required | Not required |  | 1000000 | Arm Strips and Power cord
525 | GOT | OT Table | 524 | CME-11 | 0305/06 | 2005-06-14 | Biomedical | Biomedical | Biomedical | Biomedical | Confident | B Braun | 2016-12-02 | 2017-06-02 | Not required | Not required |  | 248625 | Arm Strips and Power cord
526 | GOT | OT Table | 525 |  | 12014/050 | 2002-06-04 | Biomedical | Biomedical | Biomedical | Biomedical | Coagnate | B Braun | 2016-12-02 | 2017-06-02 | Not required | Not required |  | 600000 | Arm Strips and Power cord
527 | GOT | OT Table | 526 | DR MAX 7000NS | A082-JA-004 | 2011-03-30 | Biomedical | Biomedical | Biomedical | Biomedical | Trident | B Braun | 2016-12-02 | 2017-06-02 | Not required | Not required |  | 899600 | 1.Horse shoe head rest system - 2 Nos 2.U type Head rest system
528 | GOT | OT Light (Under Replacement) | 527 |  | LR110257 | 2001-01-01 | Biomedical | Biomedical | Biomedical | Biomedical | Hanaulux | B Braun | 2016-12-15 | 2017-06-15 | Not required | Not required |  | 352917 | Power cord
529 | GOT | OT Light (Under Replacement) | 528 |  | 2000062/91 | 2001-01-01 | Biomedical | Biomedical | Biomedical | Biomedical | Hanaulux | B Braun | 2016-12-15 | 2017-06-15 | Not required | Not required |  | 352917 | Power cord
530 | GOT | OT Light (Under Replacement) | 529 |  | 2000043/43 | 2001-01-01 | Biomedical | Biomedical | Biomedical | Biomedical | Hanaulux | B Braun | 2016-12-15 | 2017-06-15 | Not required | Not required |  | 352917 | Power cord
531 | GOT | OT Light (Under Replacement) | 530 |  | 2000044/417 | 2001-01-01 | Biomedical | Biomedical | Biomedical | Biomedical | Hanaulux | B Braun | 2016-12-15 | 2017-06-15 | Not required | Not required |  | 352917 | Power cord
532 | GOT | OT Light | 531 | Martin 701 | ML701N - 050000D936 | 2005-05-10 | Biomedical | Biomedical | Biomedical | Biomedical | KLS Martin | B Braun | 2016-12-15 | 2017-06-15 | Not required | Not required |  | 585000 | (In OT-4) Power cord
533 | GOT | Surgical Microscope | 532 | M525 F40 | 51010001 | 2010-11-18 | Biomedical | Biomedical | Biomedical | Biomedical | Leica | B Braun | 2016-11-08 | 2017-05-08 | Not required | Not required |  | 2610000 | Lenses , Power cord
534 | GOT | Surgical Microscope | 533 | Universal S2 | 51010001 | 2010-11-18 | Biomedical | Biomedical | Biomedical | Biomedical | Carl Zeiss | B Braun | 2016-11-08 | 2017-05-08 | Not required | Not required |  |  | Lenses , Power cord
535 | GOT | C-Arm | 534 | BV25 Gold | 501JRDR506 | 2002-09-25 | Biomedical | Biomedical | Biomedical | Biomedical | Philips | B Braun | 2016-09-20 | 2017-03-20 | 2016-08-17 | 2018-08-16 |  | 1800000 | C-arm tube, work station and Power cord
536 | GOT | C-Arm | 535 | Brivo OEC-850 | B1S13049 | 2013-06-24 | CMC | 2016-04-01 | 2017-03-31 | 278579 | Wipro GE | B Braun | 2016-09-05 | 2017-03-05 | 2016-09-05 | 2017-09-04 |  | 2450000 | C-arm tube, work station and Power cord
537 | GOT | Tourniquet | 536 | ATS 1200 | 1207AAAW | 2007-08-01 | Biomedical | Biomedical | Biomedical | Biomedical | Laksh | Philips | 2016-12-10 | 2017-06-10 | 2016-07-30 | 2017-07-29 |  | 228800 | Cuffs 7 NOS Adult:5 NOS Paedriatic:2 NOS Cables:2 NOS
538 | GOT | Urology Laser | 537 | Power Suite 100W | 1571 MFGDT | 2013-07-25 | CMC | 2016-04-01 | 2017-03-31 | 361000 | Lumenis | Philips | 2016-12-05 | 2017-06-05 | 2016-12-05 | 2017-11-04 |  | 8916096 | Power cord, Monitor and inter facing cables
539 | GOT | Fluid Warmer | 538 | Level 1 | 20040068 | 2004-03-06 | Biomedical | Biomedical | Biomedical | Biomedical | hotline | Philips | 2016-10-04 | 2017-04-04 | 2016-04-04 | 2017-04-03 |  | 98005 | Power cord
540 | GOT | Fluid Warmer | 539 | Level 1 | S10001745 | 2010-04-30 | Biomedical | Biomedical | Biomedical | Biomedical | Hotline | Philips | 2016-10-04 | 2017-04-04 | 2016-04-04 | 2017-04-03 |  | 90000 | Power cord
541 | GOT | Head Light Source | 540 | Solarc | HI90495020 | 2001-01-01 | Biomedical | Biomedical | Biomedical | Biomedical | Welch Allyn | Philips | 2016-12-20 | 2017-06-20 | Not required | Not required |  | 176800 | Batteries and battery charger
542 | GOT | Nerve Locator | 541 | Stimuplex Dig RC | 4434 | 2001-01-01 | Biomedical | Biomedical | Biomedical | Biomedical | B Braun | Philips | 2016-12-14 | 2017-06-14 | Not required | Not required |  | 75000 | Power cord
543 | GOT | Nerve Locator | 542 |  | N510011201/067A | 2002-06-25 | Biomedical | Biomedical | Biomedical | Biomedical | Inmed Equipment | Philips | 2016-12-14 | 2017-06-14 | Not required | Not required |  | 70720 | Power cord
544 | GOT | Portable Ultrasound | 543 | M-Turbo | 03KYV4 | 2011-04-29 | Biomedical | Biomedical | Biomedical | Biomedical | Sonosite | Philips | 2016-10-25 | 2017-04-25 | 2016-09-10 | 2017-09-09 |  | 1260000
545 | GOT | Monitor | 544 | MP-20 | DE72838570 | 2202-02-02 | CMC | 2016-04-01 | 2017-03-31 | 18325.9323 | Philips | Philips | 2016-09-03 | 2017-03-03 | 2016-03-07 | 2017-03-06 |  | 260000 | ECG, SPO2, NIBP and Power cord
546 | GOT | Patient Warmer | 545 | Warm touch | SP16050045 | 2016-11-24 | warrenty | 2016-11-24 | 2017-11-23 | Warrenty | Covidien | Philips | 2016-11-24 | 2017-05-24 | 2016-11-24 | 2017-11-23 |  |  | Power cord
547 | GOT | Deep Brain simulator(DBS) | 546 |  | 38062 | 2016-11-21 | Biomedical | Biomedical | Biomedical | Biomedical | Medtronic | Philips | 2016-11-21 | 2017-05-21 | 2016-11-21 | 2017-11-20 |  | 7084000 | Lead point focus system
548 | GOT | Patient monitor | 547 | M-1000 | AQ67B7969 | 2006-11-23 | Biomedical | Biomedical | Biomedical | Biomedical | Mediaid | Philips | 2016-09-08 | 2017-03-08 | 2016-06-14 | 2017-06-13 |  | 91950 | ECG, SPO2, NIBP and Power cord
549 | GOT | Patient monitor | 548 | mec-2000 | CV93101332 | 2009-04-21 | Biomedical | Biomedical | Biomedical | Biomedical | Mindray | Mediaid | 2016-09-08 | 2017-03-08 | 2016-06-14 | 2017-06-13 |  | 91950 | ECG, SPO2, NIBP and Power cord
550 | GOT | manman drill | 549 |  | A959 |  | Biomedical | Biomedical | Biomedical | Biomedical | Manman | Philips | 2016-12-04 | 2017-06-04 | Not required | Not required |  |  | Power cord and Drill interfacing cable
551 | GOT | Orthopedic drill | 550 | System 6 |  |  | Biomedical | Biomedical | Biomedical | Biomedical | Stryker | Star Medical | 2016-11-20 | 2017-05-20 | Not required | Not required |  |  | Blades and Blade guard
552 | GOT | Neuro drill | 551 | Midas | P01111255 |  | Biomedical | Biomedical | Biomedical | Biomedical | Medtronic | Star Medical | 2016-12-20 | 2017-06-20 | Not required | Not required |  |  | Blades and Blade guard
553 | GOT | Fibrinotherm | 552 | AG | FB10429 |  | Biomedical | Biomedical | Biomedical | Biomedical | Baxter | Star Medical | 2017-01-28 | 2017-07-28 | Not required | Not required |  |  | Power cord
554 | GOT | Plastic surgery drill | 553 | Commando 2 | 00020053D | 2001-01-01 | Biomedical | Biomedical | Biomedical | Biomedical | Stryker | Star Medical | 2016-11-02 | 2017-05-02 | Not required | Not required |  |  | Blades and Blade guard
555 | NIL | ECHO Machine | 554 |  | Cypress | 2001-01-01 | Biomedical | Biomedical | Biomedical | Biomedical | Siemens | Star Medical | 2016-12-20 | 2017-06-20 | Not required | Not required |  | 2001-01-01 | Tranducers, Power cord | 9849091586
556 | NIL | ECHO Machine | 555 | HD 7XE | CI51090149 | 2009-10-20 | CMC | 2016-04-01 | 2017-03-31 | 478000 | Philips | Bair Hugger | 2017-01-07 | 2017-07-07 | Not required | Not required |  | 2500000 | 1. S4-2 Transducer 2. T6H TEE Transducer
557 | NIL | ECHO Machine | 556 | IE33 | 03B8VVH | 2010-07-01 | CMC | 2016-04-01 | 2017-03-31 | 300000 | Philips | Bair Hugger | 2017-01-17 | 2017-07-17 | Not required | Not required |  | 4500000 | 1. X7-2t 2. S5-1
558 | NIL | Portable ECHO | 557 |  | M-Turbo | 2015-01-12 | Biomedical | Biomedical | Biomedical | Biomedical | Sonosite | Bair Hugger | 2016-09-10 | 2017-03-10 | Not required | Not required |  | 2015-02-09 | 1. P21X/1-5 mhz Transducer | 9550576378 | 15140012950
559 | NIL | ECG Machine | 558 | Page Writer TC20 | CN21201443 | 2012-08-09 | CMC | 2016-04-01 | 2017-03-31 | 8288 | Philips | Respironics | 2017-02-28 | 2017-08-28 | 2017-02-28 | 2018-02-27 |  | 145000 | 10 lead ECG cable and power cord | 82110014902 | 2012-01-03
560 | NIL | ECG Machine | 559 |  | Cardiovit AT-2 Plus | 2011-04-09 | Biomedical | Biomedical | Biomedical | Biomedical | Schiller | Medivance | 2017-02-28 | 2017-08-28 | 2017-02-28 | 2018-02-27 |  | 2011-05-02 | 10 lead ECG cable and power cord | 9391620520 | 82100004798
561 | NIL | Holter | 560 | MGY (ECG Lab Holter System) | 51120004 | 2013-08-19 | Biomedical | Biomedical | Biomedical | Biomedical | Meigaoyi | Emergent Meditech Pvt.LTd. (Make:Mindray) | 2017-02-13 | 2017-08-13 | Not required | Not required |  | 780000 | 1.Holter Recorder | 92POR0000424
562 | NIL | Defibrillator with Pacer | 561 | Heart Start XL | US00440337 | 2006-03-01 | CMC | 2016-04-01 | 2017-03-31 | 15543.2672 | Philips | Emergent Meditech Pvt.LTd. (Make:Mindray) | 2016-09-08 | 2017-03-08 | 2016-03-08 | 2017-03-07 |  | 250000 | 3 Lead ECG cable and external paddles, Power cord | Inv no-950116938 | 2001-01-01
563 | NIL | Monitor | 562 | M-1000 | AQ67B8020 | 2010-03-01 | Biomedical | Biomedical | Biomedical | Biomedical | Mediaid | Emergent Meditech Pvt.LTd. (Make:Mindray) | 2016-09-08 | 2017-03-08 | 2016-06-14 | 2017-06-13 |  | 90000 | ECG, SPO2, NIBP and Power cord
564 | NIL | Syringe Pump | 563 |  | TE-311 | 2001-01-01 | Biomedical | Biomedical | Biomedical | Biomedical | Terumo | Emergent Meditech Pvt.LTd. (Make:Mindray) | 2016-12-28 | 2017-06-28 | 2016-11-16 | 2017-11-16 |  | 35000 | Power Cord | 9949093391
565 | NIL | Infusion Pump | 564 | Infusomat | 8712212 | 2004-06-20 | Biomedical | Biomedical | Biomedical | Biomedical | B Braun | Mindray | 2016-10-23 | 2017-04-23 | 2016-10-23 | 2017-10-22 |  | 2004-06-20 | Power Cord
566 | NIL | Fluroscopy (800MA) | 565 | MARS 50+ Allpose | 1. (2K15120050-2-DDT) 2. (2K15120411-DX/HF) 3. (2K15120305-DIR) 4. (14301112115) 5. ( 91732450) 6. (2K16040010-DAT) 7. (15M276) 8. (2K16090092-DVDS) | 2016-07-01 | Biomedical | Biomedical | Biomedical | Biomedical | Allengers | Philips | 2016-10-12 | 2017-04-12 | 2016-10-12 | 2017-10-11 |  | 3025000 | 1. High voltage double jack 2. HF Generator 3. Console 4. Voltage Stabilizer 5. IITV - Camera (CCD) 6.Table 7. X-Ray tube 8. Vertical bucky | 215150008730 | 2015-09-11
567 | NIL | CR System | 566 | 1. Drypix 7000 2. Console 3. FCR Capsula XL II (CR-IR 359) | 1.97039486 (06239949) 2. 96939397 3. 96823717 | 2010-06-03 | CMC | 2017-04-01 | 2018-03-31 | 120000 | Fuji Film | Goldway | 2016-11-01 | 2017-05-01 | 2016-11-17 | 2017-11-16 |  | 1400000 | 1. Fujifilm - Printer 2. Fujifilm - Console 3. Fujifilm - Reader | 92POR0000538 | 2009-12-28
568 | NIL | TMT | 567 | VEGA | 1512003 | 2016-08-03 | Biomedical | Biomedical | Biomedical | Biomedical | RMS | Goldway | 2016-12-30 | 2017-06-30 | 2016-08-03 | 2017-08-02 |  | 150000 | TMT ECG cable and Power cord
569 | NIL | EECP | 568 |  | 3000 |  | Biomedical | Biomedical | Biomedical | Biomedical | Cardiomedics | Goldway | 2016-10-10 | 2017-04-10 | Not required | Not required |  | 2001-01-01 | Power Cord | 9949093391
570 | NIL | Mobie EECP | 569 |  |  |  | Biomedical | Biomedical | Biomedical | Biomedical | Angioview | Goldway | 2016-10-10 | 2017-04-10 | Not required | Not required |  | 2005-02-01 | Work station, power cord | 9949093391
571 | NIL | Sleep system | 570 | Alice PDX | 2005-F514148-W-0200 | 2007-11-06 | Biomedical | Biomedical | Biomedical | Biomedical | Respironics | Goldway | 2016-10-10 | 2017-04-10 | Not required | Not required |  |  | Work station, power cord
572 | NIL | Portable Ultrasound machine | 571 |  | Edge |  | warrenty | 2017-03-11 | 2022-03-10 | Warrenty | Sonosite | Mindray | 2017-03-11 | 2017-09-11 | Not required | Not required |  | 2017-03-11 | 1..P21 probe 2.C60 transducer 3.HFL 38 probe | 91774499798
573 | NEF | Dialysis Machine | 572 | Dialog + | 33173 | 2008-02-16 | AMC | 2016-04-01 | 2017-03-31 | 22500.3 | B Braun | Fresenius Kabi | 2016-12-20 | 2017-06-20 | 2016-03-15 | 2017-03-14 |  | 461250 | Diasafe filter and Power cord | 92POR0000262 | 2007-12-27
574 | NEF | Dialysis Machine | 573 | Dialog + | 31142 | 2008-03-17 | AMC | 2016-04-01 | 2017-03-31 | 22500.3 | B Braun | B Braun | 2017-02-22 | 2017-08-22 | 2016-03-15 | 2017-03-14 |  | 461250 | Diasafe filter and Power cord | 92POR0000262 | 2007-12-27
575 | NEF | Dialysis Machine | 574 | Dialog+ Evolution | 103570 | 2012-09-04 | AMC | 2016-01-01 | 2016-12-31 | 20000 | B Braun | Fresenius Kabi | 2016-12-20 | 2017-06-20 | 2016-03-15 | 2017-03-14 |  | 545000 | Diasafe filter and Power cord | 82110019459 | 2012-05-22
576 | NEF | Dialysis Machine | 575 | Diamax | 10C4452E | 2011-07-25 | Biomedical | Biomedical | Biomedical | Biomedical | Nipro | B Braun | 2017-01-22 | 2017-07-22 | . | 2017-11-07 |  | 520000 | Diasafe filter and Power cord | 215150003770 | 2015-06-17
577 | NEF | Diaysis Machine | 576 | Diamax | 14J9338E | 2008-02-16 | Biomedical | Biomedical | Biomedical | Biomedical | Nipro | B Braun | 2017-01-22 | 2017-07-22 | 2016-11-08 | 2017-11-07 |  | 520000 | Diasafe filter and Power cord
578 | NEF | Dialysis Machine | 577 | 4008S Basic with OCM | 8VCALF54 | 2009-02-23 | AMC | 2016-04-01 | 2017-03-31 | 20000 | Fresenius | B Braun | 2017-02-13 | 2017-08-13 | 2016-03-24 | 2017-03-23 |  | 556875 | Diasafe filter and Power cord | 92POR0000467 | 2008-01-07
579 | NEF | Dialysis Machine | 578 | 4008S NG | 1SXA3784 | 2011-11-10 | AMC | 2016-04-01 | 2017-03-31 | 20000 | Fresenius | B Braun | 2017-02-13 | 2017-08-13 | 2016-03-24 | 2017-03-23 |  | 535000 | Diasafe filter and Power cord | 82110013167 | 2011-11-02
580 | NEF | Dialysis Machine | 579 | 4008S NG | 1SXA2465 | 2011-11-10 | AMC | 2016-04-01 | 2017-03-31 | 20000 | Fresenius | Fresenius Kabi | 2017-02-13 | 2017-08-13 | 2016-03-24 | 2017-03-23 |  | 535000 | Diasafe filter and Power cord | 82110013167 | 2011-11-02
581 | NEF | Dialysis Machine | 580 | 4008S OCM | 2SXAF674 | 2013-06-06 | AMC | 2016-04-01 | 2017-03-31 | 20000 | Fresenius | B Braun | 2017-02-13 | 2017-08-13 | 2016-03-24 | 2017-03-23 |  | 520000 | Diasafe filter and Power cord | 82140002449 | 25/05/2013
582 | NEF | Dialysis Machine | 581 | 4008S OCM | 2SXAF677 | 2013-06-06 | AMC | 2016-04-01 | 2017-03-31 | 20000 | Fresenius | B Braun | 2017-02-13 | 2017-08-13 | 2016-03-24 | 2017-03-23 |  | 520000 | Diasafe filter and Power cord | 82140002449 | 25/05/2013
583 | NEF | Dialysis Machine | 582 | 4008S OCM | 2SXAF669 | 2013-06-06 | AMC | 2016-04-01 | 2017-03-31 | 20000 | Fresenius | B Braun | 2017-02-13 | 2017-08-13 | 2016-03-24 | 2017-03-23 |  | 520000 | Diasafe filter and Power cord | 82140002449 | 25/05/2013
584 | NEF | Dialysis Machine | 583 | 4008SNG OCM | 4SXAAY51 | 2014-09-02 | AMC | 2016-04-01 | 2017-03-31 | 20000 | Fresenius | B Braun | 2017-02-13 | 2017-08-13 | 2016-03-24 | 2017-03-23 |  | 560000 | Diasafe filter and Power cord | 15140006098 | 22/8/14
585 | NEF | Dialysis Machine | 584 | 4008S OCM | 2SXAA988 | 2013-06-06 | AMC | 2016-04-01 | 2017-03-31 | 20000 | Fresenius | B Braun | 2017-02-13 | 2017-08-13 | 2016-03-24 | 2017-03-23 |  | 520000 | Diasafe filter and Power cord | 82140002449 | 25/05/2013
586 | NEF | Dialysis Machine | 585 | 4008S OCM | 5SXAJD70 | 2016-10-06 | warrenty | 2016-10-06 | 2017-10-05 | Warrenty | Fresenius | Philips | 2016-10-06 | 2017-04-06 | 2016-10-06 | 2017-06-05 |  | 520000 | Diasafe filter and Power cord
587 | NEF | Dialysis Machine | 586 | 4008S NG | 4SXAAY48 | 2014-09-02 | AMC | 2016-04-01 | 2017-03-31 | 20000 | Fresenius | Philips | 2017-02-13 | 2017-08-13 | 2016-03-24 | 2017-03-23 |  | 520000 | Diasafe filter and Power cord
588 | NEF | Dialysis Machine | 587 | 4008SNG | 5SXAJD69 | 2016-10-06 | Warrenty | 2016-10-06 | 2017-10-05 | Warrenty | Fresenius | Philips | 2016-10-06 | 2017-04-06 | 2016-10-06 | 2017-06-05 |  | 520000 | Diasafe filter and Power cord
589 | NEF | Dialysis Machine | 588 | 4008S ARrTplus | 9VRA0333 | 2009-04-13 | AMC | 2016-04-01 | 2017-03-31 | 20000 | Fresenius | Philips | 2017-02-13 | 2017-08-13 | 2016-03-24 | 2017-03-23 |  | 520000 | Diasafe filter and Power cord
590 | NEF | CRRT | 589 | Prisma Flex | 3241 | 2010-12-15 | AMC | 2017-04-01 | 2018-03-31 | 23371 | Baxter | Philips | 2016-12-05 | 2017-06-05 | 2016-08-18 | 2017-08-17 |  | 988000 | Power cord | 2010009589 | 2010-11-23
591 | NEF | CRRT | 590 | Prisma Flex | PA16325 | 2016-06-07 | warrenty | 2016-06-07 | 2017-06-06 | Warrenty | Baxter | Philips | 2016-12-05 | 2017-06-05 | 2016-06-07 | 2017-06-06 |  | 750000 | Power cord | 2010009589 | 2010-11-23
592 | NEF | Dialyser Reprocessing Machine | 591 | Renatron II | 31032 | 2012-01-09 | CMC | 2015-04-01 | 2017-03-31 | 40000 | Renatron | Philips | 2016-12-08 | 2017-06-08 | Not required | Not required |  | 425000 | Power cord | 82110015027 | 2012-01-06
593 | NEF | Monitor | 592 | M-1000 | AQ23168895 | 2012-11-09 | Biomedical | Biomedical | Biomedical | Biomedical | Mediaid | Philips | 2016-09-08 | 2017-03-08 | 2016-06-14 | 2017-06-13 |  | 51975 | ECG, SPO2, NIBP and Power cord | 82110021295 | 2012-07-13
594 | NEF | Monitor | 593 | A3 | US30007139 | 2002-03-20 | Biomedical | Biomedical | Biomedical | Biomedical | Philips | Philips | 2016-09-09 | 2017-03-09 | 2016-03-07 | 2017-03-06 |  | 175000 | ECG, SPO2, NIBP and Power cord
595 | NEF | Monitor | 594 | A3 | US30002999 | 2002-03-20 | Biomedical | Biomedical | Biomedical | Biomedical | Philips | Philips | 2016-09-10 | 2017-03-10 | 2016-03-07 | 2017-03-06 |  | 148750 | ECG, SPO2, NIBP and Power cord | NP/8197 | 2002-03-20
596 | NEF | Defibrillator | 595 | Heart Start XL | US00231826 | 2005-03-26 | CMC | 2016-04-01 | 2017-03-31 | 15543.2672 | Philips | Philips | 2016-09-08 | 2017-03-08 | 2016-03-08 | 2017-03-07 |  | 175000 | External Paddles, ECG cable and Power cord |  | 2005-03-26
597 | NEF | Syringe Pump | 596 | Injectomat | 19710560 | 2001-01-01 | Biomedical | Biomedical | Biomedical | Biomedical | Fresenius Kabi | Philips | 2016-10-23 | 2017-04-23 | 2016-10-23 | 2017-10-22 |  | 24600 | Power cord |  | 2001-01-01
598 | NEF | Bipap machine | 597 | Haromony | 6027639 | 2013-10-03 | Biomedical | Biomedical | Biomedical | Biomedical | Respironics | Sonosite | 2016-11-15 | 2017-05-14 | 2016-05-14 | 2017-05-13 |  | 80000 | Power cord |  | 2001-01-01
599 | GSE | Evis Exera - (Video Processor) | 598 | CV 160 | 7106411 | 2002-02-26 | AMC | 2015-11-01 | 2016-10-31 | 25000 | Olympus | B Braun | 2016-10-05 | 2017-04-05 |  |  |  | 3432000 | Power cord | NP/8209 | 2001-11-10
600 | GSE | GIF-160 - (Gastro Video scope) | 599 | GIF 160 | 2112374 | 2002-02-26 | AMC | 2015-11-01 | 2016-10-31 | 25000 | Olympus | B Braun | 2016-10-05 | 2017-04-05 |  |  |  |  | Power cord
601 | GSE | TJF-160R - Evis Exera (Duodeno Video Scope) | 600 | TJF-160R | 2100704 | 2002-02-26 | AMC | 2015-11-01 | 2016-10-31 | 25000 | Olympus | B Braun | 2016-10-05 | 2017-04-05 |  |  |  |  | Power cord
602 | GSE | CV-190 EVIS EXERA III - (Video Processor) | 601 | CV 190 | 7233915 | 2012-12-06 | AMC | 2015-11-01 | 2016-10-31 | 25000 | Olympus | B Braun | 2016-10-05 | 2017-04-05 |  |  |  | 5334099 | Power cord | 82110024696 | 2012-10-17
603 | GSE | Colonoscope 190 Series | 602 |  | 2202633 | 2012-12-06 | AMC | 2015-11-01 | 2016-10-31 | 25000 | Olympus | B Braun | 2017-01-04 | 2017-07-04 |  |  |  |  | Power cord
604 | GSE | CLV-190 EVIS EXERA III - (Xenon Light Source) | 603 | CLV 190 | 7234003 | 2012-12-06 | AMC | 2015-11-01 | 2016-10-31 | 25000 | Olympus | B Braun | 2017-01-04 | 2017-07-04 |  |  |  |  | Power cord
605 | GSE | OEV 261H-E High Definition LCD (Monitor) | 604 | OEV 26 | 7246448 | 2012-12-06 | AMC | 2015-11-01 | 2016-10-31 | 25000 | Olympus | B Braun | 2017-01-04 | 2017-07-04 |  |  |  |  | Power cord
606 | GSE | GIF Evis Exera III - (Gastro Video Scope) | 605 | GIF HQ 190 | 2202046 | 2012-12-06 | AMC | 2015-11-01 | 2016-10-31 | 25000 | Olympus | B Braun | 2017-01-04 | 2017-07-04 |  |  |  |  | Power cord
607 | GSE | CF EVIS EXERA III - (Colono Videoscope) | 606 |  | 2202246 | 2012-12-06 | AMC | 2015-11-01 | 2016-10-31 | 25000 | Olympus | B Braun | 2017-01-04 | 2017-07-04 |  |  |  |  | Power cord
608 | GSE | CF-Q145L - Evis Exera (Colono Video Scope) | 607 | CF-Q145L | 2613267 | 2002-02-26 | AMC | 2015-11-01 | 2016-10-31 | 25000 | Olympus | B Braun | 2017-01-04 | 2017-07-04 |  |  |  |  | 1. Water Leakage Tester 2. Endo Trolley 3. Tru Solution Software 4. Video Scope Cable (7217915) 5.Powercord
609 | GSE | BF-IT150(E) BF -1T150 - ACTERA Broncho scope | 608 | BF-1T150(E) | 2800124 | 2002-02-26 | AMC | 2015-11-01 | 2016-10-31 | 25000 | Olympus | B Braun | 2017-01-04 | 2017-07-04 |  |  |  |  | Power cord
610 | GSE | OBC Ballon Control Unit | 609 | OBCU | 7211871 |  | AMC | 2015-11-01 | 2016-10-31 | 25000 | Olympus | B Braun | 2017-01-04 | 2017-07-04 |  |  |  |  | Power cord
611 | GSE | EU -ME1 Endoscopic Ultrasound Center (PAL) | 610 | EU-ME1 | 1342797 |  | AMC | 2015-11-01 | 2016-10-31 | 25000 | Olympus | B Braun | 2017-01-04 | 2017-07-04 |  |  |  |  | Power cord
612 | GSE | MAJ-1597 Ultrasonic Cable | 611 | MAJ-1597 | 1303137 |  | AMC | 2015-11-01 | 2016-10-31 | 25000 | Olympus | B Braun | 2017-01-04 | 2017-07-04 |  |  |  |  | Power cord
613 | GSE | GF-UCT180 (E) Ultrasound Gastro video scope | 612 | GF-UCT180(E) | 1311078 |  | AMC | 2015-11-01 | 2016-10-31 | 25000 | Olympus | B Braun | 2017-01-04 | 2017-07-04 |  |  |  |  | Power cord
614 | GSE | SIF-Q180(E) SIF-Q180 EVIS EXERA II SML Intestinal VI | 613 | SIFQ180 (E) | 2312274 | 2013-10-10 | AMC | 2015-11-01 | 2016-10-31 | 25000 | Olympus | B Braun | 2017-01-04 | 2017-07-04 |  |  |  | 1619875 | Power cord | 82140006571 | 2013-08-29
615 | GSE | Argon Plasma Coagulator | 614 | APC 300 | B 5869 | 2001-01-01 | Biomedical | Biomedical | Biomedical | Biomedical | Erbe | B Braun | 2016-12-28 | 2017-06-28 |  |  |  | 756250 | Power cord | CF-CH/BM/POR0004 | 2001-01-01
616 | GSE | Electro Surgical Unit | 615 | "ICC 200" | "D 1765" | 2001-01-01 | Biomedical | Biomedical | Biomedical | Biomedical | Erbe | B Braun | 2016-12-28 | 2017-06-28 |  |  |  | 446635 | Power cord | NP/8706 | 2002-04-01
617 | GSE | Monitor | 616 | Truscope Mini | M009E007035 | 2013-10-15 | Biomedical | Biomedical | Biomedical | Biomedical | Schiller | B Braun | 2016-10-12 | 2017-04-12 | 2016-06-14 | 2017-06-13 |  | 49000 | ECG, SPO2, NIBP and Power cord | 82140008466 | 2013-10-07
618 | GSE | Monitor | 617 | Truscope Mini | M009E007036 | 2013-10-15 | Biomedical | Biomedical | Biomedical | Biomedical | Schiller | B Braun | 2016-10-12 | 2017-04-12 | 2016-06-14 | 2017-06-13 |  | 49000 | ECG, SPO2, NIBP and Power cord | 82140008466 | 2013-10-07
619 | GSE | Monitor | 618 | Truscope Mini | M009E007037 | 2013-10-15 | Biomedical | Biomedical | Biomedical | Biomedical | Schiller | B Braun | 2016-10-12 | 2017-04-12 | 2016-06-14 | 2017-06-13 |  | 49000 | ECG, SPO2, NIBP and Power cord | 82140008466 | 2013-10-07
620 | GSE | Monitor | 619 | Truscope Mini | M009E007038 | 2013-10-15 | Biomedical | Biomedical | Biomedical | Biomedical | Schiller | Fresenius Kabi | 2016-10-12 | 2017-04-12 | 2016-06-14 | 2017-06-13 |  | 49000 | ECG, SPO2, NIBP and Power cord | 82140008466 | 2013-10-07
621 | GSE | Monitor | 620 | Truscope Mini | M009E007039 | 2013-10-15 | Biomedical | Biomedical | Biomedical | Biomedical | Schiller | Fresenius Kabi | 2016-10-12 | 2017-04-12 | 2016-06-14 | 2017-06-13 |  | 49000 | ECG, SPO2, NIBP and Power cord | 82140008466 | 2013-10-07
622 | GSE | Endowasher | 621 |  | 1308007 | 2013-10-10 | AMC | 2016-04-01 | 2017-03-31 | 22472 | Mitra Industries | B Braun | 2016-10-07 | 2017-04-07 | 2016-10-07 | 2017-04-07 |  | 350000 | ECG, SPO2, NIBP and Power cord | 82140006714 | 10/2/013
623 | GSE | Suction Machine | 622 | ATMOS C401 | 2100550016 | 2001-01-01 | Biomedical | Biomedical | Biomedical | Biomedical | Atmos | B Braun | 2016-12-28 | 2017-06-28 |  |  |  | 100000 | Power cord
624 | POP | Echo machine | 623 | Seqeuya | 66611 | 2006-04-01 | CMC | 2016-04-01 | 2017-03-31 | 158892 | Siemens | B Braun | 2016-09-24 | 2017-03-24 | Not required | Not required |  |  | Transdusers and Power cord
625 | POP | Echo machine | 624 | IE33 | 03B4PW | 2010-04-17 | CMC | 2016-04-01 | 2017-03-31 | 612000 | Philips | Covidien | 2016-09-10 | 2017-03-10 | 2016-03-20 | 2017-03-19 |  |  | Transdusers and Power cord
626 | POP | Infant weighing scale | 625 |  |  | 2001-01-01 | Biomedical | Biomedical | Biomedical | Biomedical | Phoenix | Covidien |  |  | 2017-02-19 | 2018-02-19 |  |  | Power cord
627 | POP | Monitor | 626 | M-1000 | AQ23168967 | 2001-01-01 | Biomedical | Biomedical | Biomedical | Biomedical | Mediaid | Covidien | 2016-09-08 | 2017-03-08 | 2016-06-14 | 2017-06-13 |  |  | ECG, SPO2, NIBP and Power cord
628 | POP | Echo machine | 627 | Vivid E95 | AU50762 | 2017-01-04 | warrenty | 2017-01-04 | 2018-01-03 | Warrenty | GE | Siemens | 2017-01-04 | 2017-07-04 | Not required | Not required |  |  | Transdusers and Power cord
629 | POP | Portable Echo machine | 628 | Vivid I | 056840VI | 2017-01-04 | warrenty | 2017-01-04 | 2018-01-03 | Warrenty | GE | Siemens | 2017-01-04 | 2017-07-04 | Not required | Not required |  |  | Transdusers and Power cord
630 | LIU | Ventilator | 629 | Servo s | 35945 | 2016-01-09 | Biomedical | Biomedical | Biomedical | Biomedical | Maquet | Maquet | 2016-11-05 | 2017-05-05 | Not required | Not required |  | 700000 | Experatory cassette and Power cord | 215150010954 | 20/10/2015
631 | LIU | Ventilator | 630 | Servo s | 35956 | 2013-07-01 | Biomedical | Biomedical | Biomedical | Biomedical | Maquet | Maquet | 2016-11-05 | 2017-05-05 | Not required | Not required |  |  | Experatory cassette and Power cord
632 | LIU | Ventilator | 631 | Servo s | 35958 | 2013-07-01 | Biomedical | Biomedical | Biomedical | Biomedical | Maquet | Maquet | 2016-11-05 | 2017-05-05 | Not required | Not required |  |  | Experatory cassette and Power cord
633 | LIU | Ventilator | 632 | Servo s | 35944 | 2013-07-01 | Biomedical | Biomedical | Biomedical | Biomedical | Maquet | Maquet | 2016-11-05 | 2017-05-05 | Not required | Not required |  |  | Experatory cassette and Power cord
634 | LIU | Ultrasound | 633 | M-7 | NW-5C005489 | 2016-01-01 | Biomedical | Biomedical | Biomedical | Biomedical | Mindray | Medtronic | 2016-02-21 | 2017-08-21 | Not required | Not required |  | 2900000 | Tranducers and Power cord
635 | LIU | Syringe Pump | 634 | Compact | 225637 | 2016-05-04 | Warrenty | 2016-05-04 | 2021-05-03 | Warrenty | B Braun | Maquet | 2016-11-03 | 2017-05-03 | 2016-11-03 | 2017-11-02 |  | 30000 | Power cord
636 | LIU | Syringe Pump | 635 | Compact | 225518 | 2016-05-04 | Warrenty | 2016-05-04 | 2021-05-03 | Warrenty | B Braun | Star Medical | 2016-11-03 | 2017-05-03 | 2016-11-03 | 2017-11-02 |  | 30000 | Power cord
637 | LIU | Syringe Pump | 636 | Compact | 225638 | 2016-05-04 | Warrenty | 2016-05-04 | 2021-05-03 | Warrenty | B Braun | Fresenius Kabi | 2016-11-03 | 2017-05-03 | 2016-11-03 | 2017-11-02 |  | 30000 | Power cord
638 | LIU | Syringe Pump | 637 | Compact | 225659 | 2016-05-04 | Warrenty | 2016-05-04 | 2021-05-03 | Warrenty | B Braun | Fresenius Kabi | 2016-11-03 | 2017-05-03 | 2016-11-03 | 2017-11-02 |  | 30000 | Power cord
639 | LIU | Syringe Pump | 638 | Compact | 225529 | 2016-05-04 | Warrenty | 2016-05-04 | 2021-05-03 | Warrenty | B Braun | Fresenius Kabi | 2016-11-03 | 2017-05-03 | 2016-11-03 | 2017-11-02 |  | 30000 | Power cord
640 | LIU | Syringe Pump | 639 | Compact | 225538 | 2016-05-04 | Warrenty | 2016-05-04 | 2021-05-03 | Warrenty | B Braun | Fresenius Kabi | 2016-11-03 | 2017-05-03 | 2016-11-03 | 2017-11-02 |  | 30000 | Power cord
641 | LIU | Syringe Pump | 640 | Compact | 225660 | 2016-05-04 | Warrenty | 2016-05-04 | 2021-05-03 | Warrenty | B Braun | Fisher & Paykel | 2016-11-03 | 2017-05-03 | 2016-11-03 | 2017-11-02 |  | 30000 | Power cord
642 | LIU | Syringe Pump | 641 | Compact | 225633 | 2016-05-04 | Warrenty | 2016-05-04 | 2021-05-03 | Warrenty | B Braun | Edwards | 2016-11-03 | 2017-05-03 | 2016-11-03 | 2017-11-02 |  | 30000 | Power cord
643 | LIU | Syringe Pump | 642 | Compact | 225525 | 2016-05-04 | Warrenty | 2016-05-04 | 2021-05-03 | Warrenty | B Braun | Respironics | 2016-11-03 | 2017-05-03 | 2016-11-03 | 2017-11-02 |  | 30000 | Power cord
644 | LIU | Syringe Pump | 643 | Compact | 225634 | 2016-05-04 | Warrenty | 2016-05-04 | 2021-05-03 | Warrenty | B Braun | Aeroneb | 2016-11-03 | 2017-05-03 | 2016-11-03 | 2017-11-02 |  | 30000 | Power cord
645 | LIU | Syringe Pump | 644 | Compact | 225643 | 2016-05-04 | Warrenty | 2016-05-04 | 2021-05-03 | Warrenty | B Braun | Aeroneb | 2016-11-03 | 2017-05-03 | 2016-11-03 | 2017-11-02 |  | 30000 | Power cord
646 | LIU | Syringe Pump | 645 | Compact | 225646 | 2016-05-04 | Warrenty | 2016-05-04 | 2021-05-03 | Warrenty | B Braun | Aeroneb | 2016-11-03 | 2017-05-03 | 2016-11-03 | 2017-11-02 |  | 30000 | Power cord
647 | LIU | Syringe Pump | 646 | Compact | 225665 | 2016-05-04 | Warrenty | 2016-05-04 | 2021-05-03 | Warrenty | B Braun | Philips | 2016-11-03 | 2017-05-03 | 2016-11-03 | 2017-11-02 |  | 30000 | Power cord
648 | LIU | Syringe Pump | 647 | Compact | 225516 | 2016-05-04 | Warrenty | 2016-05-04 | 2021-05-03 | Warrenty | B Braun | Philips | 2016-11-03 | 2017-05-03 | 2016-11-03 | 2017-11-02 |  | 30000 | Power cord
649 | LIU | Syringe Pump | 648 | Compact | 225662 | 2016-05-04 | Warrenty | 2016-05-04 | 2021-05-03 | Warrenty | B Braun | Philips | 2016-11-03 | 2017-05-03 | 2016-11-03 | 2017-11-02 |  | 30000 | Power cord
650 | LIU | Syringe Pump | 649 | Compact | 225641 | 2016-05-04 | Warrenty | 2016-05-04 | 2021-05-03 | Warrenty | B Braun | Philips | 2016-11-03 | 2017-05-03 | 2016-11-03 | 2017-11-02 |  | 30000 | Power cord
651 | LIU | Syringe Pump | 650 | Compact | 225645 | 2016-05-04 | Warrenty | 2016-05-04 | 2021-05-03 | Warrenty | B Braun | Philips | 2016-11-03 | 2017-05-03 | 2016-11-03 | 2017-11-02 |  | 30000 | Power cord
652 | LIU | Infusion pump | 651 | infusomat | 111599 | 2016-05-04 | Warrenty | 2016-05-04 | 2021-05-03 | Warrenty | B Braun | Philips | 2016-11-03 | 2017-05-03 | 2016-11-03 | 2017-11-02 |  | 30000 | Power cord
653 | LIU | Infusion pump | 652 | infusomat | 111597 | 2016-05-04 | Warrenty | 2016-05-04 | 2021-05-03 | Warrenty | B Braun | Philips | 2016-11-03 | 2017-05-03 | 2016-11-03 | 2017-11-02 |  | 30000 | Power cord
654 | LIU | Infusion pump | 653 | infusomat | 111616 | 2016-05-04 | Warrenty | 2016-05-04 | 2021-05-03 | Warrenty | B Braun | Philips | 2016-11-03 | 2017-05-03 | 2016-11-03 | 2017-11-02 |  | 30000 | Power cord
655 | LIU | Syringe Pump | 654 | Compact | 188297 | 2013-07-09 | Biomedical | Biomedical | Biomedical | Biomedical | B Braun | B Braun | 2016-11-03 | 2017-05-03 | 2016-11-03 | 2017-11-02 |  | 30000 | Power cord | 82140003310 | 2013-06-17
656 | LIU | MONITOR | 655 | MX 430 | DE54800850 | 2013-07-01 | Biomedical | Biomedical | Biomedical | Biomedical | Philips | Fresenius Kabi | 2016-09-08 | 2017-03-08 | 2016-05-01 | 2017-04-30 |  |  | ECG, SPO2, NIBP and Power cord
657 | LIU | MONITOR | 656 | MX 430 | DE54800844 | 2013-07-01 | Biomedical | Biomedical | Biomedical | Biomedical | Philips | Fresenius Kabi | 2016-09-08 | 2017-03-08 | 2016-05-01 | 2017-04-30 |  |  | ECG, SPO2, NIBP and Power cord
658 | LIU | MONITOR | 657 | MX 430 | DE54800959 | 2013-07-01 | Biomedical | Biomedical | Biomedical | Biomedical | Philips | B Braun | 2016-09-08 | 2017-03-08 | 2016-05-01 | 2017-04-30 |  |  | ECG, SPO2, NIBP and Power cord
659 | LIU | MONITOR | 658 | MX 430 | DE54800847 | 2013-07-01 | Biomedical | Biomedical | Biomedical | Biomedical | Philips | Fresenius Kabi | 2016-09-08 | 2017-03-08 | 2016-05-01 | 2017-04-30 |  |  | ECG, SPO2, NIBP and Power cord
660 | LIU | MONITOR | 659 | MX 430 | DE54800842 | 2013-07-01 | Biomedical | Biomedical | Biomedical | Biomedical | Philips | Fresenius Kabi | 2016-09-08 | 2017-03-08 | 2016-05-01 | 2017-04-30 |  |  | ECG, SPO2, NIBP and Power cord
661 | LIU | Defibrilator | 660 | DFM-100 | CN32604984 | 2013-07-01 | Biomedical | Biomedical | Biomedical | Biomedical | Philips | Fresenius Kabi | 2016-09-08 | 2017-03-08 | 2016-03-08 | 2017-03-07 |  |  | External Paddles and Power cord
662 | LIU | TEG | 661 | TEG 5000 | SO21505882 | 2015-12-16 | warrenty | 2015-12-16 | 2017-12-15 | Warrenty | Haemonitics | Fresenius Kabi | 2016-12-26 | 2017-06-26 | Not required | Not required |  |  | Power cord
663 | LIU | Patient warmer | 662 | warmtouch | SP15090498 | 2013-07-01 | Biomedical | Biomedical | Biomedical | Biomedical | coviden | Fresenius Kabi | 2017-01-10 | 2017-07-10 | 2016-06-30 | 2017-06-29 |  |  | Power cord
664 | LIU | Fluid warmer | 663 | level-1 | S101B06538 | 2013-07-01 | Biomedical | Biomedical | Biomedical | Biomedical | Hotline | Fresenius Kabi | 2016-10-04 | 2017-04-04 | 2016-04-04 | 2017-04-03 |  |  | Power cord
665 | LIU | SCD MACHINE | 664 |  | SN1501972 | 2013-07-01 | Biomedical | Biomedical | Biomedical | Biomedical |  | Fresenius Kabi | 2016-12-26 | 2017-06-26 | Not required | Not required |  |  | Power cord
666 | LIU | CARDIAC OUTPUT MONITOR | 665 | EV1000 | TPAB056627 | 2013-07-01 | Biomedical | Biomedical | Biomedical | Biomedical | Edwards Life Science | Fresenius Kabi | 2016-12-28 | 2017-06-28 | Not required | Not required |  |  | Cardiac output cable and power cord
667 | NMS | Monitor | 666 | G30 | CN44002337 | 2016-06-09 | Biomedical | Biomedical | Biomedical | Biomedical | Philips | Fresenius Kabi | 2016-09-08 | 2017-03-08 | 2016-03-07 | 2017-03-06 |  | 90000 | ECG, SPO2, NIBP and Power cord
668 | NMS | Monitor | 667 | G30 | CN44002333 | 2016-06-09 | Biomedical | Biomedical | Biomedical | Biomedical | Philips | Fresenius Kabi | 2016-09-08 | 2017-03-08 | 2016-03-07 | 2017-03-06 |  | 90000 | ECG, SPO2, NIBP and Power cord
669 | NMS | Monitor | 668 | G30 | CN44002339 | 2016-06-09 | Biomedical | Biomedical | Biomedical | Biomedical | Philips | Fresenius Kabi | 2016-09-08 | 2017-03-08 | 2016-03-07 | 2017-03-06 |  | 90000 | ECG, SPO2, NIBP and Power cord
670 | NMS | Monitor | 669 | G30 | CN44002336 | 2016-06-09 | Biomedical | Biomedical | Biomedical | Biomedical | Philips | B Braun | 2016-09-08 | 2017-03-08 | 2016-03-07 | 2017-03-06 |  | 90000 | ECG, SPO2, NIBP and Power cord
671 | NMS | Defibrillator | 670 | DFM-100 | CN32605001 | 2016-06-09 | Biomedical | Biomedical | Biomedical | Biomedical | Philips | B Braun | 2016-09-08 | 2017-03-08 | 2016-03-08 | 2017-03-07 |  | 90000 | External Paddles and Power cord
672 | NMS | Infusion pump | 671 | Infosomat p | 112476 | 2016-06-09 | Warrenty | 2016-06-09 | 2021-06-08 | Warrenty | B Braun | B Braun | 2017-01-02 | 2017-07-02 | 2017-01-02 | 2018-01-01 |  | 40000 | Power cord
673 | NMS | Infusion pump | 672 | Infosomat p | 112474 | 2016-06-09 | Warrenty | 2016-06-09 | 2021-06-08 | Warrenty | B Braun | B Braun | 2017-01-02 | 2017-07-02 | 2017-01-02 | 2018-01-01 |  | 40000 | Power cord
674 | NMS | Infusion pump | 673 | Infosomat p | 112480 | 2016-06-09 | Warrenty | 2016-06-09 | 2021-06-08 | Warrenty | B Braun | B Braun | 2017-01-02 | 2017-07-02 | 2017-01-02 | 2018-01-01 |  | 40000 | Power cord
675 | NMS | Syringe Pump | 674 | Compact | 226954 | 2016-06-09 | Warrenty | 2016-06-09 | 2021-06-08 | Warrenty | B Braun | B Braun | 2017-01-02 | 2017-07-02 | 2017-01-02 | 2018-01-01 |  | 30000 | Power cord
676 | NMS | Syringe Pump | 675 | Compact | 226955 | 2016-06-09 | Warrenty | 2016-06-09 | 2021-06-08 | Warrenty | B Braun | B Braun | 2017-01-02 | 2017-07-02 | 2017-01-02 | 2018-01-01 |  | 30000 | Power cord
677 | NMS | Syringe Pump | 676 | Compact | 226951 | 2016-06-09 | Warrenty | 2016-06-09 | 2021-06-08 | Warrenty | B Braun | B Braun | 2017-01-02 | 2017-07-02 | 2017-01-02 | 2018-01-01 |  | 30000 | Power cord
678 | NMS | Syringe Pump | 677 | Compact | 226957 | 2016-06-09 | Warrenty | 2016-06-09 | 2021-06-08 | Warrenty | B Braun | B Braun | 2017-01-02 | 2017-07-02 | 2017-01-02 | 2018-01-01 |  | 30000 | Power cord
679 | NMS | Syringe Pump | 678 | Compact | 226948 | 2016-06-09 | Warrenty | 2016-06-09 | 2021-06-08 | Warrenty | B Braun | Fresenius Kabi | 2017-01-02 | 2017-07-02 | 2017-01-02 | 2018-01-01 |  | 30000 | Power cord
680 | NMS | Syringe Pump | 679 | Compact | 226962 | 2016-06-09 | Warrenty | 2016-06-09 | 2021-06-08 | Warrenty | B Braun | B Braun | 2017-01-02 | 2017-07-02 | 2017-01-02 | 2018-01-01 |  | 30000 | Power cord
681 | NMS | Syringe Pump | 680 | Compact | 226964 | 2016-06-09 | Warrenty | 2016-06-09 | 2021-06-08 | Warrenty | B Braun | Fresenius Kabi | 2017-01-02 | 2017-07-02 | 2017-01-02 | 2018-01-01 |  | 30000 | Power cord
682 | NMS | Syringe Pump | 681 | Compact | 226958 | 2016-06-09 | Warrenty | 2016-06-09 | 2021-06-08 | Warrenty | B Braun | Fresenius Kabi | 2017-01-02 | 2017-07-02 | 2017-01-02 | 2018-01-01 |  | 30000 | Power cord
683 | NMS | Syringe Pump | 682 | Compact | 226946 | 2016-06-09 | Warrenty | 2016-06-09 | 2021-06-08 | Warrenty | B Braun | B Braun | 2017-01-02 | 2017-07-02 | 2017-01-02 | 2018-01-01 |  | 30000 | Power cord
684 | NMS | Syringe Pump | 683 | Compact | 226959 | 2016-06-09 | Warrenty | 2016-06-09 | 2021-06-08 | Warrenty | B Braun | B Braun | 2017-01-02 | 2017-07-02 | 2017-01-02 | 2018-01-01 |  | 30000 | Power cord
685 | NMS | Syringe Pump | 684 | Compact | 226944 | 2016-06-09 | Warrenty | 2016-06-09 | 2021-06-08 | Warrenty | B Braun | B Braun | 2017-01-02 | 2017-07-02 | 2017-01-02 | 2018-01-01 |  | 30000 | Power cord
686 | NMS | Syringe Pump | 685 | Compact | 226950 | 2016-06-09 | Warrenty | 2016-06-09 | 2021-06-08 | Warrenty | B Braun | B Braun | 2017-01-02 | 2017-07-02 | 2017-01-02 | 2018-01-01 |  | 30000 | Power cord
687 | NMS | BIPAP | 686 | Respironics harmony | 6038589 | 2016-06-09 | Biomedical | Biomedical | Biomedical | Biomedical | Philips | B Braun | 2016-11-15 | 2017-05-14 | 2017-01-02 | 2018-01-01 |  | 80000 | Power cord
688 | NMS | ECG Machine | 687 | TC-20 | CN21608751 | 2016-06-09 | Biomedical | Biomedical | Biomedical | Biomedical | Philips | Fresenius Kabi | 2017-01-02 | 2017-07-02 | Not required | Not required |  | 90000 | 10 lead ECG cable and power cord
689 | NMS | SCD Machine | 688 | Kendall | SN15090441 | 2016-02-01 | Biomedical | Biomedical | Biomedical | Biomedical | Covidien | Fresenius Kabi | 2017-02-28 | 2017-08-28 | 2017-02-28 | 2018-02-27 |  | 90000 | Power cord
690 | NMS | SCD Machine | 689 | Kendall | SN1501811 | 2016-02-01 | Biomedical | Biomedical | Biomedical | Biomedical | Covidien | Fresenius Kabi | 2017-01-02 | 2017-07-02 | Not required | Not required |  | 90000 | Power cord
691 | NMS | SCD Machine | 690 | Kendall | SN1501832 | 2016-02-02 | Biomedical | Biomedical | Biomedical | Biomedical | Covidien | Fresenius Kabi | 2017-01-02 | 2017-07-02 | Not required | Not required |  | 90000 | Power cord
692 | NMS | SCD Machine | 691 | Kendall | SN1501974 | 2016-02-03 | Biomedical | Biomedical | Biomedical | Biomedical | Covidien | B Braun | 2017-01-02 | 2017-07-02 | Not required | Not required |  | 90000 | Power cord
693 | NMS | SCD Machine | 692 | Kendall | SN1501979 | 2016-02-04 | Biomedical | Biomedical | Biomedical | Biomedical | Covidien | B Braun | 2017-01-02 | 2017-07-02 | Not required | Not required |  | 90000 | Power cord
694 | NIU | Ventilator | 693 | Servo-S | 30320 | 2014-05-08 | Biomedical | Biomedical | Biomedical | Biomedical | Maquet | B Braun | 2016-12-13 | 2017-06-13 | Not required | Not required |  | 700000.375 | Expiratory Casset and Power cord | 82140016213 | 2014-04-24
695 | NIU | Ventilator | 694 | Servo-S | 30321 | 2014-05-08 | Biomedical | Biomedical | Biomedical | Biomedical | Maquet | B Braun | 2016-12-13 | 2017-06-13 | Not required | Not required |  | 700000.375 | Expiratory Casset and Power cord | 82140016213 | 41753
696 | NIU | Ventilator | 695 | Servo-S | 30322 | 2014-05-10 | Biomedical | Biomedical | Biomedical | Biomedical | Maquet | Bair Hugger | 2016-12-13 | 2017-06-13 | Not required | Not required |  | 700000.375 | Expiratory Casset and Power cord | 82140016213 | 41753
697 | NIU | Ventilator | 696 | Servo-S | 30323 | 2014-05-10 | Biomedical | Biomedical | Biomedical | Biomedical | Maquet | Maquet | 2016-10-18 | 2016-04-18 | Not required | Not required |  | 700000.375 | Expiratory Casset and Power cord | 82140016213 | 41753
698 | NIU | Ventilator | 697 | Servo-S | 30324 | 2014-05-13 | Biomedical | Biomedical | Biomedical | Biomedical | Maquet | Maquet | 2016-11-05 | 2017-05-05 | Not required | Not required |  | 700000.375 | Expiratory Casset and Power cord | 82140016213 | 41753
699 | NIU | Ventilator | 698 | Servo-S | 30325 | 2014-05-13 | Biomedical | Biomedical | Biomedical | Biomedical | Maquet | Maquet | 2016-11-05 | 2017-05-05 | Not required | Not required |  | 700000.375 | Expiratory Casset and Power cord | 82140016213 | 41753
700 | NIU | Ventilator | 699 | Servo-S | 30326 | 2014-05-16 | Biomedical | Biomedical | Biomedical | Biomedical | Maquet | Philips | 2016-11-05 | 2017-05-05 | Not required | Not required |  | 700000.375 | Expiratory Casset and Power cord | 82140016213 | 41753
701 | NIU | Ventilator | 700 | Servo-S | 30327 | 2014-05-16 | Biomedical | Biomedical | Biomedical | Biomedical | Maquet | Philips | 2016-11-05 | 2017-05-05 | Not required | Not required |  | 700000.375 | Expiratory Casset and Power cord | 82140016213 | 41753
702 | NIU | Ventilator | 701 | Servo-S | 30328 | 2014-05-16 | Biomedical | Biomedical | Biomedical | Biomedical | Maquet | Philips | 2016-11-05 | 2017-05-05 | Not required | Not required |  | 700000.375 | Expiratory Casset and Power cord | 82140016213 | 41753
703 | NIU | Ventilator | 702 | Servo-S | 30329 | 2014-05-16 | Biomedical | Biomedical | Biomedical | Biomedical | Maquet | Covidien | 2016-11-05 | 2017-05-05 | Not required | Not required |  | 700000.375 | Expiratory Casset and Power cord | 82140016213 | 41753
704 | NIU | EMG/EP | 703 | Viking Quest | OL100180G | 2010-08-10 | AMC | 2016-10-08 | 2016-10-07 | 22000 | Alliance Biomedica | covidien | 2016-12-02 | 2017-06-02 | 2016-07-02 | 2017-07-01 |  | 1212855 | Power cord | 2010005132 | 40416
705 | NIU | Infusion Pump | 704 | Infusomat P | 95542 | 2014-05-06 | Biomedical | Biomedical | Biomedical | Biomedical | B Braun | Fresenius Kabi | 2017-01-02 | 2017-07-02 | 2017-01-02 | 2018-01-01 |  | 50400 | Power cord | 15140000554 | 41762
706 | NIU | Infusion Pump | 705 | Infusomat P | 95543 | 2014-05-06 | Biomedical | Biomedical | Biomedical | Biomedical | B Braun | Fresenius Kabi | 2017-01-02 | 2017-07-02 | 2017-01-02 | 2018-01-01 |  | 50400 | Power cord | 15140000554 | 41762
707 | NIU | Infusion Pump | 706 | Infusomat P | 95537 | 2014-05-06 | Biomedical | Biomedical | Biomedical | Biomedical | B Braun | Fresenius Kabi | 2017-01-02 | 2017-07-02 | 2017-01-02 | 2018-01-01 |  | 50400 | Power cord | 15140000554 | 41762
708 | NIU | Infusion Pump | 707 | Infusomat P | 95539 | 2014-05-06 | Biomedical | Biomedical | Biomedical | Biomedical | B Braun | Fresenius Kabi | 2017-01-02 | 2017-07-02 | 2017-01-02 | 2018-01-01 |  | 50400 | Power cord | 15140000554 | 41762
709 | NIU | Infusion Pump | 708 | Infusomat P | 94356 | 2014-05-06 | Biomedical | Biomedical | Biomedical | Biomedical | B Braun | B Braun | 2017-01-02 | 2017-07-02 | 2017-01-02 | 2018-01-01 |  | 50400 | Power cord | 15140000554 | 41762
710 | NIU | Syringe Pump | 709 | Perfusor compact | 203905 | 2014-05-06 | Biomedical | Biomedical | Biomedical | Biomedical | B Braun | B Braun | 2017-01-02 | 2017-07-02 | 2017-01-02 | 2018-01-01 |  | 33075 | Power cord | 15140000554 | 41762
711 | NIU | Syringe Pump | 710 | Perfusor compact | 203922 | 2014-05-06 | Biomedical | Biomedical | Biomedical | Biomedical | B Braun | Fresenius Kabi | 2017-01-02 | 2017-07-02 | 2017-01-02 | 2018-01-01 |  | 33075 | Power cord | 15140000554 | 41762
712 | NIU | Syringe Pump | 711 | Perfusor compact | 203906 | 2014-05-06 | Biomedical | Biomedical | Biomedical | Biomedical | B Braun | B Braun | 2017-01-02 | 2017-07-02 | 2017-01-02 | 2018-01-01 |  | 33075 | Power cord | 15140000554 | 41762
713 | NIU | Syringe Pump | 712 | Perfusor compact | 203935 | 2014-05-06 | Biomedical | Biomedical | Biomedical | Biomedical | B Braun | B Braun | 2017-01-02 | 2017-07-02 | 2017-01-02 | 2018-01-01 |  | 33075 | Power cord | 15140000554 | 41762
714 | NIU | Syringe Pump | 713 | Perfusor compact | 203949 | 2014-05-06 | Biomedical | Biomedical | Biomedical | Biomedical | B Braun | B Braun | 2017-01-02 | 2017-07-02 | 2017-01-02 | 2018-01-01 |  | 33075 | Power cord | 15140000554 | 41762
715 | NIU | Syringe Pump | 714 | Perfusor compact | 203916 | 2014-05-06 | Biomedical | Biomedical | Biomedical | Biomedical | B Braun | B Braun | 2017-01-02 | 2017-07-02 | 2017-01-02 | 2018-01-01 |  | 33075 | Power cord | 15140000554 | 41762
716 | NIU | Syringe Pump | 715 | Perfusor compact | 203947 | 2014-05-06 | Biomedical | Biomedical | Biomedical | Biomedical | B Braun | B Braun | 2017-01-02 | 2017-07-02 | 2017-01-02 | 2018-01-01 |  | 33075 | Power cord | 15140000554 | 41762
717 | NIU | Syringe Pump | 716 | Perfusor compact | 203939 | 2014-05-06 | Biomedical | Biomedical | Biomedical | Biomedical | B Braun | B Braun | 2017-01-02 | 2017-07-02 | 2017-01-02 | 2018-01-01 |  | 33075 | Power cord | 15140000554 | 41762
718 | NIU | Syringe Pump | 717 | Perfusor compact | 203946 | 2014-05-06 | Biomedical | Biomedical | Biomedical | Biomedical | B Braun | B Braun | 2017-01-02 | 2017-07-02 | 2017-01-02 | 2018-01-01 |  | 33075 | Power cord | 15140000554 | 41762
719 | NIU | Syringe Pump | 718 | Perfusor compact | 203951 | 2014-05-06 | Biomedical | Biomedical | Biomedical | Biomedical | B Braun | B Braun | 2017-01-02 | 2017-07-02 | 2017-01-02 | 2018-01-01 |  | 33075 | Power cord | 15140000554 | 41762
720 | NIU | Syringe Pump | 719 | Perfusor compact | 203918 | 2014-05-06 | Biomedical | Biomedical | Biomedical | Biomedical | B Braun | B Braun | 2017-01-02 | 2017-07-02 | 2017-01-02 | 2018-01-01 |  | 33075 | Power cord | 15140000554 | 41762
721 | NIU | Syringe Pump | 720 | Perfusor compact | 203932 | 2014-05-06 | Biomedical | Biomedical | Biomedical | Biomedical | B Braun | B Braun | 2017-01-02 | 2017-07-02 | 2017-01-02 | 2018-01-01 |  | 33075 | Power cord | 15140000554 | 41762
722 | NIU | Syringe Pump | 721 | Perfusor compact | 203933 | 2014-05-06 | Biomedical | Biomedical | Biomedical | Biomedical | B Braun | B Braun | 2017-01-02 | 2017-07-02 | 2017-01-02 | 2018-01-01 |  | 33075 | Power cord | 15140000554 | 41762
723 | NIU | Syringe Pump | 722 | Perfusor compact | 203898 | 2014-05-06 | Biomedical | Biomedical | Biomedical | Biomedical | B Braun | B Braun | 2017-01-02 | 2017-07-02 | 2017-01-02 | 2018-01-01 |  | 33075 | Power cord | 15140000554 | 41762
724 | NIU | Syringe Pump | 723 | Perfusor compact | 203948 | 2014-05-06 | Biomedical | Biomedical | Biomedical | Biomedical | B Braun | B Braun | 2017-01-02 | 2017-07-02 | 2017-01-02 | 2018-01-01 |  | 33075 | Power cord | 15140000554 | 41762
725 | NIU | Syringe Pump | 724 | Perfusor compact | 203929 | 2014-05-06 | Biomedical | Biomedical | Biomedical | Biomedical | B Braun | B Braun | 2017-01-02 | 2017-07-02 | 2017-01-02 | 2018-01-01 |  | 33075 | Power cord | 15140000554 | 41762
726 | NIU | Syringe Pump | 725 | Perfusor compact | 203901 | 2014-05-06 | Biomedical | Biomedical | Biomedical | Biomedical | B Braun | B Braun | 2017-01-02 | 2017-07-02 | 2017-01-02 | 2018-01-01 |  | 33075 | Power cord | 15140000554 | 41762
727 | NIU | Syringe Pump | 726 | Perfusor compact | 203938 | 2014-05-06 | Biomedical | Biomedical | Biomedical | Biomedical | B Braun | B Braun | 2017-01-02 | 2017-07-02 | 2017-01-02 | 2018-01-01 |  | 33075 | Power cord | 15140000554 | 41762
728 | NIU | Syringe Pump | 727 | Perfusor compact | 203910 | 2014-05-06 | Biomedical | Biomedical | Biomedical | Biomedical | B Braun | B Braun | 2017-01-02 | 2017-07-02 | 2017-01-02 | 2018-01-01 |  | 33075 | Power cord | 15140000554 | 41762
729 | NIU | Syringe Pump | 728 | Perfusor compact | 203942 | 2014-05-06 | Biomedical | Biomedical | Biomedical | Biomedical | B Braun | B Braun | 2017-01-02 | 2017-07-02 | 2017-01-02 | 2018-01-01 |  | 33075 | Power cord | 15140000554 | 41762
730 | NIU | Syringe pump | 729 | Compact | 175030 | 2012-12-13 | Biomedical | Biomedical | Biomedical | Biomedical | B Braun | B Braun | 2017-01-02 | 2017-07-02 | 2017-01-02 | 2018-01-01 |  | 30000 | Power cord
731 | NIU | Syringe pump | 730 | Compact | 203920 | 2014-05-06 | Biomedical | Biomedical | Biomedical | Biomedical | B Braun | Maquet | 2017-01-02 | 2017-07-02 | 2017-01-02 | 2018-01-01 |  | 33075 | Power cord
732 | NIU | Syringe pump | 731 | Compact | 203921 | 2014-05-06 | Biomedical | Biomedical | Biomedical | Biomedical | B Braun | maquet | 2017-01-02 | 2017-07-02 | 2017-01-02 | 2018-01-01 |  | 33075 | Power cord
733 | NIU | Syringe pump | 732 | Compact | 203937 | 2014-05-06 | Biomedical | Biomedical | Biomedical | Biomedical | B Braun | Maquet | 2017-01-02 | 2017-07-02 | 2017-01-02 | 2018-01-01 |  | 33075 | Power cord
734 | NIU | Syringe pump | 733 | Compact | 203925 | 2014-05-06 | Biomedical | Biomedical | Biomedical | Biomedical | B Braun | Medtronic | 2017-01-02 | 2017-07-02 | 2017-01-02 | 2018-01-01 |  | 33075 | Power cord
735 | NIU | Syringe pump | 734 | Compact | 203918 | 2014-05-06 | Biomedical | Biomedical | Biomedical | Biomedical | B Braun | Medtronic | 2017-01-02 | 2017-07-02 | 2017-01-02 | 2018-01-01 |  | 33075 | Power cord
736 | NIU | Syringe pump | 735 | Compact | 203931 | 2014-05-06 | Biomedical | Biomedical | Biomedical | Biomedical | B Braun | SreeMedical | 2017-01-02 | 2017-07-02 | 2017-01-02 | 2018-01-01 |  | 33075 | Power cord
737 | NIU | Syringe pump | 736 | Compact | 203913 | 2014-05-06 | Biomedical | Biomedical | Biomedical | Biomedical | B Braun | Respironics | 2017-01-02 | 2017-07-02 | 2017-01-02 | 2018-01-01 |  | 33075 | Power cord
738 | NIU | Syringe pump | 737 | Compact | 203927 | 2014-05-06 | Biomedical | Biomedical | Biomedical | Biomedical | B Braun | Philips | 2017-01-02 | 2017-07-02 | 2017-01-02 | 2018-01-01 |  | 33075 | Power cord
739 | NIU | Infusion Pump | 738 | Infusomat P | 112476 | 2016-06-09 | Biomedical | Biomedical | Biomedical | Biomedical | B Braun | Philips | 2017-01-02 | 2017-07-02 | 2017-01-02 | 2018-01-01 |  | 50400 | Power cord
738 | NIU | Syringe pump | 739 | Compact | 175030 | 2014-05-06 | Biomedical | Biomedical | Biomedical | Biomedical | B Braun | Mindray | 2017-01-02 | 2017-07-02 | 2017-01-02 | 2018-01-01 |  | 33075 | Power cord
740 | NIU | Monitor | 740 | MP-20 | DE80184712 | 2014-07-07 | Biomedical | Biomedical | Biomedical | Biomedical | Philips | Philips | 2016-09-11 | 2017-03-11 | 2016-03-28 | 2017-03-27 |  | 185000 | ECG, SPO2, NIBP and Power cord | 82140013497 | 41688
741 | NIU | Monitor | 741 | MP-20 | DE80184730 | 2014-07-07 | Biomedical | Biomedical | Biomedical | Biomedical | Philips | B Braun | 2016-09-11 | 2017-03-11 | 2016-03-28 | 2017-03-27 |  | 285000 | ECG, SPO2, NIBP and Power cord | 82140013497 | 41688
742 | NIU | Monitor | 742 | MP-20 | DE80184751 | 2014-07-07 | Biomedical | Biomedical | Biomedical | Biomedical | Philips | B Braun | 2016-09-11 | 2017-03-11 | 2016-03-28 | 2017-03-27 |  | 185000 | ECG, SPO2, NIBP and Power cord | 82140013497 | 41688
743 | NIU | Monitor | 743 | MP-20 | DE80184742 | 2014-07-07 | Biomedical | Biomedical | Biomedical | Biomedical | Philips | Fresenius Kabi | 2016-09-11 | 2017-03-11 | 2016-03-28 | 2017-03-27 |  | 185000 | ECG, SPO2, NIBP and Power cord | 82140013497 | 41688
744 | NIU | Monitor | 744 | MP-20 | DE80184694 | 2014-07-07 | Biomedical | Biomedical | Biomedical | Biomedical | Philips | Fresenius Kabi | 2016-09-11 | 2017-03-11 | 2016-03-28 | 2017-03-27 |  | 185000 | ECG, SPO2, NIBP and Power cord | 82140013497 | 41688
745 | NIU | Monitor | 745 | MP-20 | DE80184695 | 2014-07-07 | Biomedical | Biomedical | Biomedical | Biomedical | Philips | Fresenius Kabi | 2016-09-11 | 2017-03-11 | 2016-03-28 | 2017-03-27 |  | 185000 | ECG, SPO2, NIBP and Power cord | 82140013497 | 41688
746 | NIU | Monitor | 746 | MP-20 | DE80184726 | 2014-07-07 | Biomedical | Biomedical | Biomedical | Biomedical | Philips | Fresenius Kabi | 2016-09-11 | 2017-03-11 | 2016-03-28 | 2017-03-27 |  | 185000 | ECG, SPO2, NIBP and Power cord | 82140013497 | 41688
747 | NIU | Monitor | 747 | MP-20 | DE80184744 | 2014-07-07 | Biomedical | Biomedical | Biomedical | Biomedical | Philips | Fresenius Kabi | 2016-09-11 | 2017-03-11 | 2016-03-28 | 2017-03-27 |  | 185000 | ECG, SPO2, NIBP and Power cord | 82140013497 | 41688
748 | NIU | Monitor | 748 | MP-20 | DE80184721 | 2014-07-07 | Biomedical | Biomedical | Biomedical | Biomedical | Philips | Fresenius Kabi | 2016-09-11 | 2017-03-11 | 2016-03-28 | 2017-03-27 |  | 185000 | ECG, SPO2, NIBP and Power cord | 82140013497 | 41688
749 | NIU | Monitor | 749 | MP-20 | DE80184696 | 2014-07-07 | Biomedical | Biomedical | Biomedical | Biomedical | Philips | Fresenius Kabi | 2016-09-11 | 2017-03-11 | 2016-03-28 | 2017-03-27 |  | 285000 | ECG, SPO2, NIBP and Power cord | 82140013497 | 41688
750 | NIU | Monitor | 750 | MP-20 | DE80184746 | 2014-07-07 | Biomedical | Biomedical | Biomedical | Biomedical | Philips | Fresenius Kabi | 2016-09-11 | 2017-03-11 | 2016-03-28 | 2017-03-27 |  | 185000 | ECG, SPO2, NIBP and Power cord | 82140013497 | 41688
751 | NIU | Monitor | 751 | MP-20 | DE80184752 | 2014-07-07 | Biomedical | Biomedical | Biomedical | Biomedical | Philips | Fresenius Kabi | 2016-09-11 | 2017-03-11 | 2016-03-28 | 2017-03-27 |  | 185000 | ECG, SPO2, NIBP and Power cord | 82140013497 | 41688
752 | NIU | Monitor | 752 | M-1000 | AQ23168983 | 2014-05-08 | Biomedical | Biomedical | Biomedical | Biomedical | Mediaid | Fresenius Kabi | 2016-09-11 | 2017-03-11 | 2016-06-14 | 2017-06-13 |  | 70000 | ECG, SPO2, NIBP and Power cord | 82140013497 | 41688
753 | NIU | ECG Machine | 753 | TC-20 | CN61405035 | 2014-07-24 | Biomedical | Biomedical | Biomedical | Biomedical | Philips | Fresenius Kabi | 2017-02-28 | 2017-08-28 | 2017-02-28 | 2018-02-27 |  | 145000 | 10 lead Ecg cable and Power cord | 82140013497 | 41688
754 | NIU | Defibrillator | 754 | Heart Start XL | US00604079 | 2014-01-02 | CMC | 2016-04-01 | 2017-03-31 | 15543.2672 | Philips | Fresenius Kabi | 2016-09-10 | 2017-03-10 | 2016-03-09 | 2017-03-08 |  | 175000 | External paddles, ECG cable and Power cord | 82140009209 | 41570
755 | NIU | Defibrilator | 755 | DFM-100 | CN32600077 | 2014-09-12 | CMC | 2016-04-01 | 2017-03-31 | 14289 | Philips | Fresenius Kabi | 2016-09-10 | 2017-03-10 | 2016-03-09 | 2017-03-08 |  | 180000 | External paddles, ECG cable and Power cord | 15140006719 | 41885
756 | NIU | Ultrsound | 756 | CX-30 | SG51450029 | 2014-07-07 | CMC | 2016-04-01 | 2017-03-31 | 70000 | Philips | Fresenius Kabi | 2016-09-12 | 2017-03-12 | Not required | Not required |  | 1400000 | Tranducers and Power cord | 82140013497 | 41688
757 | NIU | Trans cranial color doppler | 757 | NICOLET | TD140340M | 2014-07-07 | AMC | 2016-07-07 | 2017-07-06 | 61000 | NATUS | Fresenius Kabi | 2016-12-02 | 2017-06-02 | 2016-07-02 | 2017-07-01 |  | 29000 | TCD Probes and power cord | 82140015809 | 41744
758 | NIU | EEG ICU MONITOR | 758 | NICOLET MONITOR | UR140143M | 2014-07-07 | AMC | 2016-07-07 | 2017-07-06 | 61000 | NATUS | B Braun | 2016-12-02 | 2017-06-02 | 2016-07-02 | 2017-07-01 |  | 43200 | EEG electrode cable, module and Power cord | 82140015809 | 41744
759 | NIU | Video EEG system | 759 | c64x2 | TR140149M | 2014-07-07 | AMC | 2016-07-07 | 2017-07-06 | 61000 | NATUS | Datex Ohmeda | 2016-12-02 | 2017-06-02 | 2016-07-02 | 2017-07-01 |  | 83800 | EEG electrode cable, module and Power cord | 82140015809 | 41744
760 | NIU | SCD M/C | 760 | Kendal | SN1600976 | 2016-09-10 | warrenty | 2016-09-10 | 2017-09-09 | Warrenty | Covidien | Medtronic | 2016-09-10 | 2017-03-10 | Not required | Not required |  | 90000 | Power cord
761 | NIU | SCD M/C | 761 | Kendal | SN1600979 | 2016-09-10 | warrenty | 2016-09-10 | 2017-09-09 | Warrenty | Covidien | Shreyash Electromedicals | 2016-09-10 | 2017-03-10 | Not required | Not required |  | 90000 | Power cord
762 | NIU | SCD M/C | 762 | Kendal | SN1600957 | 2016-09-10 | warrenty | 2016-09-10 | 2017-09-09 | Warrenty | Covidien | Shreyash Electromedicals | 2016-09-10 | 2017-03-10 | Not required | Not required |  | 90000 | Power cord
763 | NIU | SCD M/C | 763 | Kendal | SN1600956 | 2016-09-10 | warrenty | 2016-09-10 | 2017-09-09 | Warrenty | Covidien | Phoenix | 2016-09-10 | 2017-03-10 | Not required | Not required |  | 90000 | Power cord
764 | NIU | SCD M/C | 764 | Kendal | SN1600959 | 2016-09-10 | warrenty | 2016-09-10 | 2017-09-09 | Warrenty | Covidien | Medtronic | 2016-09-10 | 2017-03-10 | Not required | Not required |  | 90000 | Power cord
765 | NIU | Blood Warmer | 765 | ETTF11 | 110301091 | 2014-07-07 | Biomedical | Biomedical | Biomedical | Biomedical | Star Medical | Medtronic | 2016-12-26 | 2017-06-26 | 2016-06-19 | 2017-06-18 |  | 55125 | Power cord | 15140000375 | 41760
766 | NIU | Blood Warmer | 766 | ETTF11 | 110301090 | 2014-07-07 | Biomedical | Biomedical | Biomedical | Biomedical | Star Medical | Phoenix | 2016-12-26 | 2017-06-26 | 2016-06-19 | 2017-06-18 |  | 55125 | Power cord | 15140000375 | 41760
767 | NIU | Blood Warmer | 767 | ETTF11 | 110301112 | 2014-07-07 | Biomedical | Biomedical | Biomedical | Biomedical | Star Medical | B Braun | 2016-12-26 | 2017-06-26 | 2016-06-19 | 2017-06-18 |  | 55125 | Power cord | 15140000375 | 41760
768 | NIU | Blood Warmer | 768 | ETTF11 | 110301109 | 2014-07-07 | Biomedical | Biomedical | Biomedical | Biomedical | Star Medical | B Braun | 2016-12-26 | 2017-06-26 | 2016-06-19 | 2017-06-18 |  | 55125 | Power cord | 15140000375 | 41760
769 | NIU | Blood Warmer | 769 | ETTF11 | 110301110 | 2014-07-07 | Biomedical | Biomedical | Biomedical | Biomedical | Star Medical | B Braun | 2016-12-26 | 2017-06-26 | 2016-06-19 | 2017-06-18 |  | 55125 | Power cord | 15140000375 | 41760
770 | NIU | Patient Warmer | 770 | 775 | 53374 | 2014-05-12 | Biomedical | Biomedical | Biomedical | Biomedical | Bair Hugger | B Braun | 2016-11-30 | 2017-05-30 | 2016-06-19 | 2017-06-18 |  | 75999 | Power cord | 15140000471 | 41761
771 | NIU | Patient Warmer | 771 | 775 | 53373 | 2014-05-12 | Biomedical | Biomedical | Biomedical | Biomedical | Bair Hugger | Bair Hugger | 2016-11-30 | 2017-05-30 | 2016-06-19 | 2017-06-18 |  | 75999 | Power cord | 15140000471 | 41761
772 | NIU | Patient Warmer | 772 | 775 | 53375 | 2014-05-12 | Biomedical | Biomedical | Biomedical | Biomedical | Bair Hugger | Phoenix | 2016-11-30 | 2017-05-30 | 2016-06-19 | 2017-06-18 |  | 75999 | Power cord | 15140000471 | 41761
773 | NIU | Bipap | 773 | Harmony | 6027653 | 2013-10-03 | Biomedical | Biomedical | Biomedical | Biomedical | Respironics | Phoenix | 2016-11-15 | 2017-05-14 | 2016-05-14 | 2017-05-13 |  | 80000 | Power cord |  | 42125
774 | NIU | TMS | 774 | Arctic sun | 5019 |  | Biomedical | Biomedical | Biomedical | Biomedical | Medivance | Phoenix | 2017-01-10 | 2017-07-09 | Not required | Not required |  |  | Power cord
775 | ICU | Monitor | 775 | Mec-2000 | CV7C100273 | 2007-12-20 | Biomedical | Biomedical | Biomedical | Biomedical | Emergent Meditech Pvt.LTd. (Make:Mindray) | Phoenix | 2017-01-10 | 2017-07-09 | Not required | Not required |  | 72500 | ECG, SPO2, NIBP and Power cord | 92POR0000221 | 2007-11-21
776 | ICU | Monitor | 776 | Mec-2000 | CV7C100274 | 2007-12-20 | Biomedical | Biomedical | Biomedical | Biomedical | Emergent Meditech Pvt.LTd. (Make:Mindray) | Phoenix | 2016-09-08 | 2017-03-08 | 2016-06-14 | 2017-06-13 |  | 72500 | ECG, SPO2, NIBP and Power cord | 92POR0000221 | 2007-11-10
777 | ICU | Monitor | 777 | Mec-2000 | CV7C100275 | 2007-12-20 | Biomedical | Biomedical | Biomedical | Biomedical | Emergent Meditech Pvt.LTd. (Make:Mindray) | Mediaid | 2016-09-08 | 2017-03-08 | 2016-06-14 | 2017-06-13 |  | 72500 | ECG, SPO2, NIBP and Power cord | 92POR0000221 | 2007-11-10
778 | ICU | Monitor | 778 | Mec-2000 | CV7C100277 | 2007-12-20 | Biomedical | Biomedical | Biomedical | Biomedical | Emergent Meditech Pvt.LTd. (Make:Mindray) | BPL | 2016-09-08 | 2017-03-08 | 2016-06-14 | 2017-06-13 |  | 72500 | ECG, SPO2, NIBP and Power cord | 92POR0000221 | 2007-11-10
779 | ICU | Monitor | 779 | MEC-2000 | CV93101331 | 2009-04-21 | Biomedical | Biomedical | Biomedical | Biomedical | Mindray | Accura | 2016-09-08 | 2017-03-08 | 2016-06-14 | 2017-06-13 |  | 72500 | ECG, SPO2, NIBP and Power cord
780 | ICU | Monitor | 780 | V24C | 4006A92357 | 2001-01-01 | Biomedical | Biomedical | Biomedical | Biomedical | Philips | BPL | 2016-09-06 | 2017-03-06 | 2016-03-07 | 2017-03-06 |  | 297500 | ECG, SPO2, NIBP and Power cord |  | 2001-01-01
781 | ICU | Monitor | 781 | G-30 | CA32714112 | 2015-01-19 | Biomedical | Biomedical | Biomedical | Biomedical | Goldway | Mindray | 2016-09-06 | 2017-03-06 | 2016-03-07 | 2017-03-06 |  | 80000 | ECG, SPO2, NIBP and Power cord | 15140004929 | 2015-01-19
782 | ICU | Monitor | 782 | G-30 | CA32714109 | 2015-01-19 | Biomedical | Biomedical | Biomedical | Biomedical | Goldway | Mindray | 2016-09-06 | 2017-03-06 | 2016-03-07 | 2017-03-06 |  | 80000 | ECG, SPO2, NIBP and Power cord | 15140004929 | 2015-01-19
783 | ICU | Monitor | 783 | G-30 | CA32714114 | 2015-01-19 | Biomedical | Biomedical | Biomedical | Biomedical | Goldway | Mindray | 2016-09-06 | 2017-03-06 | 2016-03-07 | 2017-03-06 |  | 80000 | ECG, SPO2, NIBP and Power cord | 15140004929 | 2015-01-19
784 | ICU | Monitor | 784 | G-30 | CA32714116 | 2015-01-19 | Biomedical | Biomedical | Biomedical | Biomedical | Goldway | Mindray | 2016-09-06 | 2017-03-06 | 2016-03-07 | 2017-03-06 |  | 80000 | ECG, SPO2, NIBP and Power cord | 15140004929 | 2015-01-19
785 | ICU | Monitor | 785 | G-30 | CA32714115 | 2015-01-19 | Biomedical | Biomedical | Biomedical | Biomedical | Goldway | Mindray | 2016-09-06 | 2017-03-06 | 2016-03-07 | 2017-03-06 |  | 80000 | ECG, SPO2, NIBP and Power cord | 15140004929 | 2015-01-19
786 | ICU | Monitor | 786 | Mec-2000 | CV7C100283 | 2007-12-20 | Biomedical | Biomedical | Biomedical | Biomedical | Mindray | B Braun | 2017-01-02 | 2017-07-02 | 2017-01-02 | 2018-01-01 |  | 72500 | ECG, SPO2, NIBP and Power cord | 15140004929 | 2015-01-19
787 | ICU | Defibrillator | 787 | Heart Start XL | US00462456 | 2007-12-30 | CMC | 2016-04-01 | 2017-03-31 | 15543.2672 | Philips | B Braun | 2016-09-08 | 2017-03-08 | 2016-03-08 | 2017-03-07 |  | 175000 | 3 lead cable, External Paddles and Power cord | 92POR0000220 | 2007-11-21
788 | ICU | Defibrillator | 788 | Heart Start XL | US00445905 | 2006-09-21 | CMC | 2016-04-01 | 2017-03-31 | 15543.2672 | Philips | B Braun | 2016-09-08 | 2017-03-08 | 2016-03-08 | 2017-03-07 |  | 175000 | 3 lead ECG cable Without Pacer and External paddles and power cord | Inv no: 950117986 | 2006-09-21
789 | ICU | ECG Machine | 789 | TC-20 | CN61405037 | 2014-07-07 | CMC | 2016-04-01 | 2017-03-31 | 8288 | Philips | B Braun | 2017-02-28 | 2017-08-28 | 2017-02-28 | 2018-02-27 |  | 145000 | 10 lead ECG cable and power cord | 15140006719 | 2014-09-13
790 | ICU | Ventilator | 790 | Servo S | 35949 | 2016-01-11 | Warrenty | 2016-01-11 | 2018-01-10 | Warrenty | Maquet | B Braun | 2017-01-02 | 2017-07-02 | Not required | Not required |  | 700000 | Experatory cassette and power cord | 215150010954 | 2015-10-20
791 | ICU | Infusion Pump | 791 | Optima VS | 20041829 | 2010-09-09 | Biomedical | Biomedical | Biomedical | Biomedical | Fresenius Kabi | Resmed | 2016-10-23 | 2017-04-23 | 2016-10-23 | 2017-10-22 |  | 48060 | Power cord |  | 2001-01-01
792 | ICU | Syringe pump | 792 | Compact | 174695 | 2012-07-11 | Biomedical | Biomedical | Biomedical | Biomedical | B Braun | Wipro GE | 2017-01-02 | 2017-07-02 | 2017-01-02 | 2018-01-01 |  | 33075 | Power cord | 203924 | 203924
793 | ICU | Syringe Pump | 793 | Injectomat Agilia | 20402093 | 2009-03-02 | Biomedical | Biomedical | Biomedical | Biomedical | Fresenius Kabi | Medtronic | 2016-10-23 | 2017-04-23 | 23/0/2016 | 2017-10-22 | 19710964 | 25640 | Power cord | 19710964 | 19710964
794 | ICU | Syringe pump | 794 | Compact | 204340 | 2012-03-01 | Biomedical | Biomedical | Biomedical | Biomedical | B Braun | B Braun | 2017-01-02 | 2017-07-02 | 2017-01-02 | 2018-01-01 |  | 33075 | Power cord | 174695 | 174695
795 | ICU | Syringe pump | 795 | Compact |  | 2001-01-01 | Biomedical | Biomedical | Biomedical | Biomedical | B Braun | B Braun | 2017-01-02 | 2017-07-02 | 2017-01-02 | 2018-01-01 |  | 33075 | Power cord | 204340 | 204340
796 | ICU | Infusion Pump | 796 | Infusomat | 31424 | 2001-01-01 | Biomedical | Biomedical | Biomedical | Biomedical | B Braun | B Braun | 2017-01-02 | 2017-07-02 | 2017-01-02 | 2018-01-01 |  | 40000 | Power cord
797 | ICU | Infusion Pump | 797 | Infusomat | 31302 | 2001-01-01 | Biomedical | Biomedical | Biomedical | Biomedical | B Braun | B Braun | 2017-01-02 | 2017-07-02 | 2017-01-02 | 2018-01-01 |  | 40000 | Power cord | 31424 | 31424
798 | ICU | Syringe Pump | 798 | Injectomat | 19710964 | 2010-09-09 | Biomedical | Biomedical | Biomedical | Biomedical | Fresenius Kabi | B Braun | 2016-10-23 | 2017-04-23 | 2016-10-23 | 2017-10-22 |  | 25640 | Power cord |  | 2001-01-01
799 | ICU | Syringe Pump | 799 | COMPACT | 161857 | 2011-08-14 | Biomedical | Biomedical | Biomedical | Biomedical | B Braun | B Braun | 2017-01-02 | 2017-07-02 | 2017-01-02 | 2018-01-01 |  | 33075 | Power cord
800 | ICU | Syringe Pump | 800 | Perfusor compact | 203907 | 2014-05-06 | Biomedical | Biomedical | Biomedical | Biomedical | B Braun | Mindray | 2017-01-02 | 2017-07-02 | 2017-01-02 | 2018-01-01 |  | 33075 | Power cord | 15140000554 | 2014-05-03
801 | ICU | Syringe pump | 801 | Compact | 56854 | 2001-01-01 | Biomedical | Biomedical | Biomedical | Biomedical | B Braun | Mindray | 2017-01-02 | 2017-07-02 | 2017-01-02 | 2018-01-01 |  | 33075 | Power cord
802 | ICU | Syringe pump | 802 | Compact | 90778 | 2000-07-01 | Biomedical | Biomedical | Biomedical | Biomedical | B Braun | Mindray | 2017-01-02 | 2017-07-02 | 2017-01-02 | 2018-01-01 |  | 33075 | Power cord
803 | ICU | Syringe pump | 803 | Compact | 203924 | 2015-05-06 | Biomedical | Biomedical | Biomedical | Biomedical | B Braun | Mindray | 2017-01-02 | 2017-07-02 | 2017-01-02 | 2018-01-01 |  | 33075 | Power cord
804 | ICU | Bipap | 804 | Respironics Harmony | 6028028 | 2013-10-03 | Biomedical | Biomedical | Biomedical | Biomedical | Philips | Mindray | 2016-11-15 | 2017-05-14 | 2016-05-14 | 2017-05-13 |  | 80000 | Power cord | 82140008927 | 2013-09-28
805 | MI1 | Monitor (Under Replacement) | 805 | V24C | 4006A98299 | 2001-01-01 | Biomedical | Biomedical | Biomedical | Biomedical | Philips | Smiths | 2016-09-12 | 2017-03-12 | 2016-03-07 | 2017-03-06 |  | 297500 | ECG, SPO2, NIBP and Power cord |  | 2001-01-01
806 | MI1 | Monitor (Under Replacement) | 806 | V24C | 4006A92376 | 2005-01-15 | Biomedical | Biomedical | Biomedical | Biomedical | Philips | Mindray | 2016-09-12 | 2017-03-12 | 2016-03-07 | 2017-03-06 |  | 297500 | ECG, SPO2, NIBP and Power cord
807 | MI1 | Monitor (Under Replacement) | 807 | V24C | 4006A78092 | 2001-02-01 | Biomedical | Biomedical | Biomedical | Biomedical | Philips | Mindray | 2016-09-12 | 2017-03-12 | 2016-03-07 | 2017-03-06 |  | 297500 | ECG, SPO2, NIBP and Power cord
808 | MI1 | Monitor | 808 | MP-20 | DE50403507 | 2001-01-01 | CMC | 2016-04-01 | 2017-03-31 | 18325.9323 | Philips | Mindray | 2016-09-12 | 2017-03-12 | 2016-03-07 | 2017-03-06 |  | 135000 | ECG, SPO2, NIBP and Power cord |  | 2001-01-01
809 | MI1 | Monitor | 809 | MP-20 | DE72864837 | 2012-01-16 | Biomedical | Biomedical | Biomedical | Biomedical | Philips | Mediaid | 2016-09-12 | 2017-03-12 | 2016-03-07 | 2017-03-06 |  | 185000 | ECG, SPO2, NIBP, IBP and Power cord | 82110013054 | 2011-12-20
810 | MI1 | Monitor | 810 | MP-20 | DE72864842 | 2012-01-16 | CMC | 2016-04-01 | 2017-03-31 | 18325.9323 | Philips | Mindray | 2016-09-12 | 2017-03-12 | 2016-03-07 | 2017-03-06 |  | 185000 | ECG, SPO2, NIBP, IBP and Power cord | 82110013054 | 2011-12-20
811 | MI1 | Monitor | 811 | MP-20 | DE72864885 | 2012-01-16 | CMC | 2016-04-01 | 2017-03-31 | 18325.9323 | Philips | Goldway | 2016-09-12 | 2017-03-12 | 2016-03-07 | 2017-03-06 |  | 185000 | ECG, SPO2, NIBP, IBP and Power cord | 82110013054 | 2011-12-20
812 | MI1 | Monitor | 812 | MP-20 | DE72864893 | 2012-01-16 | CMC | 2016-04-01 | 2017-03-31 | 18325.9323 | Philips | Philips | 2016-09-12 | 2017-03-12 | 2016-03-07 | 2017-03-06 |  | 185000 | ECG, SPO2, NIBP, IBP and Power cord | 82110013054 | 2011-12-20
813 | MI1 | Monitor | 813 | MP-20 | DE72864884 | 2012-01-16 | CMC | 2016-04-01 | 2017-03-31 | 18325.9323 | Philips | B Braun | 2016-09-12 | 2017-03-12 | 2016-03-07 | 2017-03-06 |  | 185000 | ECG, SPO2, NIBP, IBP and Power cord | 82110013054 | 2011-12-20
814 | MI1 | Monitor | 814 | MP-20 | DE72876067 | 2013-07-03 | Biomedical | Biomedical | Biomedical | Biomedical | Philips | Fresenius Kabi | 2016-09-12 | 2017-03-12 | 2016-03-07 | 2017-03-06 |  | 185000 | ECG, SPO2, NIBP, IBP and Power cord | 82110030771 | 2013-03-16
815 | MI1 | Monitor | 815 | MP-20 | DE72876042 | 2013-07-03 | Biomedical | Biomedical | Biomedical | Biomedical | Philips | B Braun | 2016-09-12 | 2017-03-12 | 2016-03-07 | 2017-03-06 |  | 185000 | ECG, SPO2, NIBP, IBP and Power cord | 82110030771 | 2013-03-16
816 | MI1 | Monitor | 816 | MP-20 | DE72876057 | 2013-07-03 | Biomedical | Biomedical | Biomedical | Biomedical | Philips | B Braun | 2016-09-12 | 2017-03-12 | 2016-03-07 | 2017-03-06 |  | 185000 | ECG, SPO2, NIBP, IBP and Power cord | 82110030771 | 2013-03-16
817 | MI1 | Monitor | 817 | MP-20 | DE72876043 | 2013-07-03 | Biomedical | Biomedical | Biomedical | Biomedical | Philips | B Braun | 2016-09-12 | 2017-03-12 | 2016-03-07 | 2017-03-06 |  | 185000 | ECG, SPO2, NIBP, IBP and Power cord | 82110030771 | 2013-03-16
818 | MI1 | Monitor | 818 | MP-20 | DE80180492 | 30/12/2013 | Biomedical | Biomedical | Biomedical | Biomedical | Philips | Fresenius Kabi | 2016-09-12 | 2017-03-12 | 2016-03-07 | 2017-03-06 |  | 185000 | ECG, SPO2, NIBP, IBP and Power cord | 82140009209 | 2013-10-23
819 | MI1 | Monitor | 819 | MP-20 | DE80180732 | 30/12/2013 | Biomedical | Biomedical | Biomedical | Biomedical | Philips | B Braun | 2016-09-12 | 2017-03-12 | 2016-03-07 | 2017-03-06 |  | 185000 | ECG, SPO2, NIBP, IBP and Power cord | 82140009209 | 2013-10-23
820 | MI1 | Defibrillator with Pacer | 820 | Heart Start XL | US00231850 | 2001-01-01 | CMC | 2016-04-01 | 2017-03-31 | 15543.2672 | Philips | B Braun | 2016-09-10 | 2017-03-10 | 2016-03-08 | 2017-03-07 |  | 175000 | ECG 3 lead Cable, external paddles and power cord |  | 2001-01-01
821 | MI1 | Defibrillator | 821 | Heart Start XL | US00466933 | 2008-11-28 | CMC | 2016-04-01 | 2017-03-31 | 15543.2672 | Philips | B Braun | 2016-09-10 | 2017-03-10 | 2016-03-08 | 2017-03-07 |  | 140000 | ECG 3 lead Cable, external paddles and power cord | 92POR0000398 | 2008-08-22
822 | MI1 | Defibrillator | 822 | Heart Start XL | US00604080 | 2014-01-02 | CMC | 2016-04-01 | 2017-03-31 | 15543.2672 | Philips | Respironics | 2016-09-10 | 2017-03-10 | 2016-03-08 | 2017-03-07 |  | 140000 | ECG 3 lead Cable, external paddles and power cord | 82140009209 | 2013-10-23
823 | MI1 | ECG Machine | 823 | TC-20 | CN61405036 | 2014-07-24 | Biomedical | Biomedical | Biomedical | Biomedical | Philips | B Braun | 2017-02-28 | 2017-08-28 | 2017-02-28 | 2018-02-27 |  | 120000 | 10 lead ECG cable and power cord | 82140013497 | 2014-02-18
824 | MI1 | Ultrasound | 824 | M Turbo | WK1YP5 | 2013-10-22 | Biomedical | Biomedical | Biomedical | Biomedical | Sonosite | B Braun | 2016-10-20 | 2017-04-20 | 2016-09-10 | 2017-09-09 |  | 1500000 | 1. Convex Probe : 5-2 MHz 2. Sector Probe : 5-1 MHz 3. Linear Probe : 13-6 Mhz
825 | MI1 | Syringe Pump | 825 | Compact | 190615 | 2013-07-26 | Biomedical | Biomedical | Biomedical | Biomedical | B Braun | B Braun | 2017-01-06 | 2017-07-06 | 2017-01-06 | 2018-01-05 | MICU-I | 30000 | Power cord | 82140003709 | 2013-06-25
826 | MI1 | Syringe Pump | 826 | Compact | 205492 | 2013-07-01 | Biomedical | Biomedical | Biomedical | Biomedical | B Braun | B Braun | 2017-01-06 | 2017-07-06 | 2017-01-06 | 2018-01-05 |  | 30000 | Power cord
827 | MI1 | Syringe Pump | 827 | Compact | 209370 | 2015-01-03 | Biomedical | Biomedical | Biomedical | Biomedical | B Braun | B Braun | 2017-01-06 | 2017-07-06 | 2017-01-06 | 2018-01-05 |  | 32550 | Power cord | 15140012112 | 2014-12-24
828 | MI1 | Syringe Pump | 828 | Compact | 171458 | 2012-12-13 | Biomedical | Biomedical | Biomedical | Biomedical | B Braun | B Braun | 2017-01-06 | 2017-07-06 | 2017-01-06 | 2018-01-05 |  | 31500 | Power cord | 821100 | 2011-11-26
829 | MI1 | Syringe Pump | 829 | Compact | 171624 | 2012-12-13 | Biomedical | Biomedical | Biomedical | Biomedical | B Braun | B Braun | 2017-01-06 | 2017-07-06 | 2017-01-06 | 2018-01-05 |  | 31500 | Power cord | 821100 | 2011-11-26
830 | MI1 | Syringe Pump | 830 | Compact | 171647 | 2012-12-13 | Biomedical | Biomedical | Biomedical | Biomedical | B Braun | B Braun | 2017-01-06 | 2017-07-06 | 2017-01-06 | 2018-01-05 |  | 31500 | Power cord | 821100 | 2011-11-26
831 | MI1 | Syringe Pump | 831 | Compact | 174818 | 2012-11-02 | Biomedical | Biomedical | Biomedical | Biomedical | B Braun | B Braun | 2017-01-06 | 2017-07-06 | 2017-01-06 | 2018-01-05 |  | 31500 | Power cord | 8211002169 | 2012-07-23
832 | MI1 | Syringe Pump | 832 | Compact | 174824 | 2012-11-02 | Biomedical | Biomedical | Biomedical | Biomedical | B Braun | Mindray | 2017-01-06 | 2017-07-06 | 2017-01-06 | 2018-01-05 |  | 31500 | Power cord | 8211002169 | 2012-07-23
833 | MI1 | Syringe Pump | 833 | Compact | 171749 | 2014-07-23 | Biomedical | Biomedical | Biomedical | Biomedical | B Braun | Mindray | 2017-01-06 | 2017-07-06 | 2017-01-06 | 2018-01-05 |  | 31500 | Power cord
834 | MI1 | Syringe Pump | 834 | Compact | 174698 | 2012-12-13 | Biomedical | Biomedical | Biomedical | Biomedical | B Braun | Mindray | 2017-01-06 | 2017-07-06 | 2017-01-06 | 2018-01-05 |  | 31500 | Power cord
835 | MI1 | Syringe Pump | 835 | Compact | 171629 | 2012-12-13 | Biomedical | Biomedical | Biomedical | Biomedical | B Braun | Mediaid | 2017-01-06 | 2017-07-06 | 2017-01-06 | 2018-01-05 |  | 31500 | Power cord
836 | MI1 | Syringe Pump | 836 | Compact | 190676 | 2013-07-26 | Biomedical | Biomedical | Biomedical | Biomedical | B Braun | Mediaid | 2017-01-06 | 2017-07-06 | 2017-01-06 | 2018-01-05 |  | 30000 | Power cord | 82140003709 | 2013-06-25
837 | MI1 | Syringe Pump | 837 | Compact | 190642 | 2013-07-26 | Biomedical | Biomedical | Biomedical | Biomedical | B Braun | Mediaid | 2017-01-06 | 2017-07-06 | 2017-01-06 | 2018-01-05 |  | 30000 | Power cord | 82140003709 | 2013-06-25
838 | MI1 | Syringe Pump | 838 | Compact | 204554 | 22/12/2014 | Biomedical | Biomedical | Biomedical | Biomedical | B Braun | Goldway | 2017-01-06 | 2017-07-06 | 2017-01-06 | 2018-01-05 |  | 32550 | Power cord | 15140005849 | 18/8/2014
839 | MI1 | Syringe Pump | 839 | Compact | 204374 | 22/12/2014 | Biomedical | Biomedical | Biomedical | Biomedical | B Braun | Philips | 2017-01-06 | 2017-07-06 | 2017-01-06 | 2018-01-05 |  | 32550 | Power cord | 15140005849 | 18/8/2014
840 | MI1 | Syringe Pump | 840 | Compact | 204563 | 22/12/2014 | Biomedical | Biomedical | Biomedical | Biomedical | B Braun | Fresenius Kabi | 2017-01-06 | 2017-07-06 | 2017-01-06 | 2018-01-05 |  | 32550 | Power cord | 15140005849 | 18/8/2014
841 | MI1 | Syringe Pump | 841 | Compact | 204581 | 22/12/2014 | Biomedical | Biomedical | Biomedical | Biomedical | B Braun |  | 2017-01-06 | 2017-07-06 | 2017-01-06 | 2018-01-05 |  | 32550 | Power cord | 15140005849 | 18/8/2014
842 | MI1 | Syringe Pump | 842 | Compact | 81491 | 2012-02-11 | Biomedical | Biomedical | Biomedical | Biomedical | B Braun | Fresenius Kabi | 2017-01-06 | 2017-07-06 | 2017-01-06 | 2018-01-05 |  | 32550 | Power cord
843 | MI1 | Syringe Pump | 843 | Compact | 204394 | 2014-12-22 | Biomedical | Biomedical | Biomedical | Biomedical | B Braun | Fresenius Kabi | 2017-01-06 | 2017-07-06 | 2017-01-06 | 2018-01-05 |  | 32550 | Power cord
844 | MI1 | Syringe Pump | 844 | Compact | 161683 | 2013-03-10 | Biomedical | Biomedical | Biomedical | Biomedical | B Braun | B Braun | 2017-01-06 | 2017-07-06 | 2017-01-06 | 2018-01-05 |  | 32550 | Power cord
845 | MI1 | Syringe Pump | 845 | Compact | 190629 | 2013-07-26 | Biomedical | Biomedical | Biomedical | Biomedical | B Braun | B Braun | 2017-01-06 | 2017-07-06 | 2017-01-06 | 2018-01-05 |  | 32550 | Power cord
846 | MI1 | Syringe Pump | 846 | Injectomat | 21003084 | 2010-09-09 | Biomedical | Biomedical | Biomedical | Biomedical | Fresenius Kabi | Fresenius Kabi | 2016-10-23 | 2017-04-23 | 2016-10-23 | 2017-10-22 | Present in MICU-I | 27500 | Power cord | 2010002358 | 2010-07-07
847 | MI1 | Syringe Pump | 847 | Injectomat | 19710521 | 2006-06-24 | Biomedical | Biomedical | Biomedical | Biomedical | Fresenius Kabi | Fresenius Kabi | 2016-10-23 | 2017-04-23 | 2016-10-23 | 2017-10-22 |  | 27500 | Power cord
848 | MI1 | Infusion Pump | 848 | Infusomat P | 52614 | 2009-05-25 | Biomedical | Biomedical | Biomedical | Biomedical | B Braun | B Braun | 2017-01-06 | 2017-07-06 | 2017-01-06 | 2018-01-05 |  | 55000 | Power cord
849 | MI1 | Infusion Pump | 849 | Infusomat P | 20488 | 2001-01-01 | Biomedical | Biomedical | Biomedical | Biomedical | B Braun | B Braun | 2017-01-06 | 2017-07-06 | 2017-01-06 | 2018-01-05 |  | 55000 | Power cord
850 | MI1 | Infusion Pump | 850 | Infusomat P | 83927 | 2013-02-20 | Biomedical | Biomedical | Biomedical | Biomedical | B Braun | B Braun | 2017-01-06 | 2017-07-06 | 2017-01-06 | 2018-01-05 |  | 55000 | Power cord | 8211002800 | 2012-11-25
851 | MI1 | SCD | 851 | Kendall | SN1501752 | 2016-02-04 | Biomedical | Biomedical | Biomedical | Biomedical | Covidien | B Braun | 2017-01-28 | 2017-07-28 | Not required | Not required |  | 95000 | Power cord
852 | MI1 | SCD | 852 | Kendall | SN1501751 | 2016-02-04 | Biomedical | Biomedical | Biomedical | Biomedical | Covidien | Mediaid | 2017-01-28 | 2017-07-28 | Not required | Not required |  | 95000 | Power cord
853 | MI1 | SCD | 853 | Kendall | V0841062 | 2009-04-10 | Biomedical | Biomedical | Biomedical | Biomedical | Covidien | Respironics | 2016-10-07 | 2017-04-07 | Not required | Not required |  | 95000 | Power cord
854 | MI1 | Ventilator | 854 | Servo S | 2329 | 2006-08-25 | CMC | 2016-04-01 | 2017-03-31 | 49373 | Maquet | Respironics | 2016-10-21 | 2017-04-21 | Not required | Not required |  | 587100 | Expiratory Cassets and power cord | 18POR0068761 | 2001-01-01
855 | MI1 | Ventilator | 855 | Servo S | 2330 | 2006-08-25 | CMC | 2016-04-01 | 2017-03-31 | 49373 | Maquet | Respironics | 2016-10-20 | 2017-04-20 | Not required | Not required |  | 587100 | Expiratory Cassets and power cord | 18POR0068761 | 2001-01-01
856 | MI1 | Ventilator | 856 | Servo S | 2335 | 2001-01-01 | CMC | 2016-04-01 | 2017-03-31 | 49373 | Maquet | Respironics | 2016-10-20 | 2017-04-20 | Not required | Not required |  | 587100 | Expiratory Cassets and power cord |  | 2001-01-01
857 | MI1 | Ventilator | 857 | Servo S | 2337 | 2006-08-25 | Biomedical | Biomedical | Biomedical | Biomedical | Siemens | Philips | 2016-11-05 | 2017-05-05 | Not required | Not required |  | 528572 | Expiratory Cassets and power cord | NP-10005249 | 2001-01-01
858 | MI1 | Ventilator | 858 | Servo S | 4568 | 2006-09-12 | Biomedical | Biomedical | Biomedical | Biomedical | Siemens | Philips | 2016-10-17 | 2017-04-17 | Not required | Not required |  | 528572 | Expiratory Cassets and power cord | NP-10005249 | 2001-01-01
859 | MI1 | Ventilator | 859 | Servo S | 4569 | 2006-09-12 | CMC | 2016-04-01 | 2017-03-31 | 49373 | Maquet | Fresenius Kabi | 2016-10-17 | 2017-04-17 | Not required | Not required |  | 587100 | Expiratory Cassets and power cord | 18POR0038644 | 2005-10-03
860 | MI1 | Ventilator | 860 | Servo S | 8578 | 2008-11-11 | CMC | 2016-04-01 | 2017-03-31 | 49373 | Maquet | Fresenius Kabi | 2016-10-19 | 2017-04-19 | Not required | Not required |  | 575000 | Expiratory Cassets and power cord | 92POR0000376 & 92POR0000377 | 2008-07-15
861 | MI1 | Ventilator | 861 | Servo S | 6301 | 2007-07-07 | Biomedical | Biomedical | Biomedical | Biomedical | Maquet | Fresenius Kabi | 2016-10-17 | 2017-04-17 | Not required | Not required |  | 542975 | Expiratory Cassets and power cord | 47POR0000173 47POR0000174
862 | MI1 | Ventilator | 862 | Servo S | 20821 | 2012-01-07 | Biomedical | Biomedical | Biomedical | Biomedical | Maquet | Fresenius Kabi | 2016-10-17 | 2017-04-17 | Not required | Not required |  | 699999 | Expiratory Cassets and power cord | 82110014820 | 2011-12-30
863 | MI1 | Ventilator | 863 | Servo I | 4276 | 2013-11-13 | Biomedical | Biomedical | Biomedical | Biomedical | Maquet | Philips | 2016-10-20 | 2017-04-20 | Not required | Not required |  | 542975 | Expiratory Cassets and power cord | 47POR0000173 47POR0000174
864 | MI1 | Ventilator | 864 | Servo S | 20823 | 2012-01-07 | Biomedical | Biomedical | Biomedical | Biomedical | Maquet | Alpha | 2016-11-20 | 2017-05-20 | Not required | Not required |  | 699999 | Expiratory Cassets and power cord | 82110014820 | 2011-12-30
865 | MI1 | Ventilator | 865 | servo s | 2356 | 2005-06-30 | CMC | 2016-04-01 | 2017-03-31 | 49373 | Maquet | Alpha | 2016-10-17 | 2017-04-17 | Not required | Not required |  | 563207 | Expiratory Cassets and power cord | 563207
866 | MI1 | Pacemaker | 866 | 5348 | PEP014351P | 2001-01-01 | Biomedical | Biomedical | Biomedical | Biomedical | Medtronic |  | 2016-12-12 | 2017-06-12 | 2016-06-20 | 2017-06-19 |  | 87000 | Pacing cables |  | 2001-01-01
867 | MI1 | Bronchoscopy System (Processor with Light Source) | 867 | CV-150 | 7932435 | 2011-02-08 | AMC | 2015-11-01 | 2016-10-31 | 25000 | Olympus | Parapac | 2017-01-04 | 2017-07-04 | Not required | Not required |  | 931500 | Scope | 92POR0000481, 2010009909 | 2010-11-30
868 | MI1 | ECMO | 868 | HV35 | 90430590 | 2012-12-29 | Biomedical | Biomedical | Biomedical | Biomedical | Maquet | Remi | 2016-12-28 | 2017-06-28 | 2016-12-28 | 2017-06-28 |  | 2625000 | Rotaflow Console S/N: 90430590 Heater unit S/N:9004218 Air oxygen blendor S/N:69798 Rotaflow drive S/N:91061851 | 82110024716 | 2012-10-18
869 | MI1 | Blood Warmer | 869 |  | 110302848 | 2013-03-30 | Biomedical | Biomedical | Biomedical | Biomedical | Star Medical | NSW India | 2016-12-26 | 2017-06-26 | 2016-06-19 | 2017-06-18 |  | 29925 | Power cord | 82110029459 | 2013-02-15
870 | MI1 | Enteral Feeding pump | 870 | Applix Smart | 21007955 | 2011-08-12 | Biomedical | Biomedical | Biomedical | Biomedical | Fresenius Kabi | Remi | 2017-01-18 | 2017-07-18 | 2016-07-10 | 2017-07-09 |  | 60000 | Power cord | 82110010851 | 2011-08-27
871 | MI1 | Enteral Feeding Pump | 871 | Applix Smart | 21007954 | 2012-01-16 | Biomedical | Biomedical | Biomedical | Biomedical | Fresenius Kabi | Labomed | 2017-01-18 | 2017-07-18 | 2016-07-10 | 2017-07-09 |  | 60000 | Power cord | 82110014695 | 2011-11-10
872 | MI1 | Enteral Feeding pump | 872 | Applix Smart | 21090827 | 2011-08-12 | Biomedical | Biomedical | Biomedical | Biomedical | Fresenius Kabi | Remi | 2017-01-18 | 2017-07-18 | 2016-07-10 | 2017-07-09 |  | 60000 | Power cord | 82110010851 | 2011-08-27
873 | MI1 | Enteral Feeding pump | 873 | Applix Smart | 27941850 | 2011-08-12 | Biomedical | Biomedical | Biomedical | Biomedical | Fresenius Kabi | Remi | 2017-01-18 | 2017-07-18 | 2016-07-10 | 2017-07-09 |  | 60000 | Power cord
874 | MI1 | Bubble CPAP | 874 | Air VO2 I Flow | 1503310R766 | 2016-10-01 | Biomedical | Biomedical | Biomedical | Biomedical | Fisher & Paykel | Terumo penpol | waranty | 2017-04-01 | Not required | Not required |  | 260000 | Power cord
875 | MI1 | Cardiac Output Monitor | 875 | MHM1 (Vigelio Monitor) | VL010992 | 2009-04-06 | Biomedical | Biomedical | Biomedical | Biomedical | Edwards | Terumo penpol | 2016-12-28 | 2017-06-28 | Not required | Not required |  | 700000 | OM2E Cable , APL09 Cable
876 | MI1 | Patient warmer | 876 | Warmtouch | SP16040257 | 2016-11-24 | warrenty | 2016-11-24 | 2017-11-23 | Warrenty | Covidien | Elico | 2016-11-24 | 2017-05-24 | 2016-11-24 | 2017-11-23 |  | 75000 | 1.Adult blanket; 2.pediatric blanket with stand
877 | MI1 | Bipap Machine | 877 | Harmony | 6038600 | 2015-05-01 | Biomedical | Biomedical | Biomedical | Biomedical | Respironics | Whitenair | 2016-11-15 | 2017-05-14 | 2016-05-14 | 2017-05-13 |  | 80000 | Power cord
878 | MI1 | Ultrasonic Nebulizer | 878 | Aerogen ultra | 1601358 | 2016-04-01 | Biomedical | Biomedical | Biomedical | Biomedical | Aeroneb | Terumo penpol | 2016-10-01 | 2017-04-01 | Not required | Not required |  | 70000 | Power cord
879 | MI1 | Ultrasonic Nebulizer | 879 | Aerogen ultra | 1601357 | 2016-04-01 | Biomedical | Biomedical | Biomedical | Biomedical | Aeroneb | Ajinkya | 2016-10-01 | 2017-04-01 | Not required | Not required |  | 70000 | Power cord
880 | MI1 | Ultrasonic Nebulizer | 880 | Aerogen ultra | 1601360 | 2016-04-01 | Biomedical | Biomedical | Biomedical | Biomedical | Aeroneb | Remi | 2016-10-01 | 2017-04-01 | Not required | Not required |  | 70000 | Power cord
881 | MI 2 | Monitor | 881 | MP-20 | DE72844611 | 2009-05-08 | CMC | 2016-04-01 | 2017-03-31 | 18325.9323 | Philips | Paradigm medivision PVT LTD | 2016-09-13 | 2017-03-13 | 2016-04-08 | 2017-04-07 |  | 350000 | ECG, SPO2, NIBP, IBP, ETCO2 and Power cord | 92POR0000500
882 | MI 2 | Monitor | 882 | MP 20 Junior | DE50405772 | 2005-06-28 | CMC | 2016-04-01 | 2017-03-31 | 17178.0546 | Philips | Terumo penpol | 2016-09-13 | 2017-03-13 | 2016-04-08 | 2017-04-07 |  | 260000 | ECG, SPO2, NIBP, IBP and Power cord
883 | MI 2 | Monitor | 883 | MP-20 | DE48085943 | 30/7/2015 | Biomedical | Biomedical | Biomedical | Biomedical | Philips | Terumo penpol | 2016-09-13 | 2017-03-13 | 2016-04-08 | 2017-04-07 |  | 260000 | ECG, SPO2, NIBP, IBP and Power cord | 15140004929
884 | MI 2 | Monitor | 884 | MP-20 | DE48085932 | 30/7/2015 | Biomedical | Biomedical | Biomedical | Biomedical | Philips | Terumo penpol | 2016-09-13 | 2017-03-13 | 2016-04-08 | 2017-04-07 |  | 260000 | ECG, SPO2, NIBP, IBP and Power cord | 15140004929
885 | MI 2 | Monitor | 885 | MP-20 | DE48085911 | 30/7/2015 | Biomedical | Biomedical | Biomedical | Biomedical | Philips | Terumo penpol | 2016-09-13 | 2017-03-13 | 2016-04-08 | 2017-04-07 |  | 260000 | ECG, SPO2, NIBP, IBP and Power cord | 15140004929
886 | MI 2 | Monitor | 886 | MP-20 | DE48085920 | 30/7/2015 | Biomedical | Biomedical | Biomedical | Biomedical | Philips | Terumo penpol | 2016-09-13 | 2017-03-13 | 2016-04-08 | 2017-04-07 |  | 260000 | ECG, SPO2, NIBP, IBP and Power cord | 15140004929
887 | MI 2 | Monitor | 887 | MP-20 | DE48085962 | 30/7/2015 | Biomedical | Biomedical | Biomedical | Biomedical | Philips | Terumo penpol | 2016-09-13 | 2017-03-13 | 2016-04-08 | 2017-04-07 |  | 260000 | ECG, SPO2, NIBP, IBP and Power cord | 15140004929
888 | MI 2 | Monitor | 888 | MP-20 | DE50403655 | 30/7/2015 | CMC | 2016-04-01 | 2017-03-31 | 18325.9323 | Philips | Terumo penpol | 2016-09-13 | 2017-03-13 | 2016-04-08 | 2017-04-07 |  | 260000 | ECG, SPO2, NIBP, IBP and Power cord | 15140004929
889 | MI 2 | Monitor | 889 | MP-20 | DE48085935 | 30/7/2015 | Biomedical | Biomedical | Biomedical | Biomedical | Philips | Terumo penpol | 2016-09-13 | 2017-03-13 | 2016-04-08 | 2017-04-07 |  | 260000 | ECG, SPO2, NIBP, IBP and Power cord | 15140004929
890 | MI 2 | Monitor | 890 | MP-20 | DE50405784 | 30/7/2015 | CMC | 2016-04-01 | 2017-03-31 | 18325.9323 | Philips | Terumo penpol | 2016-09-13 | 2017-03-13 | 2016-04-08 | 2017-04-07 |  | 260000 | ECG, SPO2, NIBP, IBP and Power cord | 15140004929
891 | MI 2 | Monitor | 891 | MP-20 | DE48085979 | 30/7/2015 | Biomedical | Biomedical | Biomedical | Biomedical | Philips | Terumo penpol | 2016-09-13 | 2017-03-13 | 2016-04-08 | 2017-04-07 |  | 260000 | ECG, SPO2, NIBP, IBP and Power cord | 15140004929
892 | MI 2 | Monitor | 892 | MP-20 | DE48085931 | 30/7/2015 | Biomedical | Biomedical | Biomedical | Biomedical | Philips | Terumo penpol | 2016-09-13 | 2017-03-13 | 2016-04-08 | 2017-04-07 |  | 260000 | ECG, SPO2, NIBP, IBP and Power cord | 15140004929
893 | MI 2 | Syringe Pump | 893 | Compact | 161680 | 18/8/2014 | Biomedical | Biomedical | Biomedical | Biomedical | B Braun | Eitek | 2017-01-06 | 2017-07-06 | 2017-01-06 | 2018-01-05 |  | 28000 | Power cord | 15140005849
894 | MI 2 | Syringe Pump | 894 | Injectomat | 20015915 | 2001-01-01 | Biomedical | Biomedical | Biomedical | Biomedical | Fresenius Kabi | Global electronics | 2016-10-23 | 2017-04-23 | 2016-10-23 | 2017-10-22 |  | 28000 | Power cord
895 | MI 2 | Syringe Pump | 895 | Injectomat | 20079092 | 2007-12-27 | Biomedical | Biomedical | Biomedical | Biomedical | Fresenius Kabi | Helena | 2016-10-23 | 2017-04-23 | 2016-10-23 | 2017-10-22 |  | 28000 | Power cord | 92POR0000258
896 | MI 2 | Syringe Pump | 896 | compact | 171749 | 2011-11-26 | Biomedical | Biomedical | Biomedical | Biomedical | B Braun | Remi | 2017-01-06 | 2017-07-06 | 2017-01-06 | 2018-01-05 |  | 28000 | Power cord | 821100
897 | MI 2 | Syringe Pump | 897 | Injectomat | 21001314 | 2008-07-30 | Biomedical | Biomedical | Biomedical | Biomedical | Fresenius Kabi | Remi | 2016-10-23 | 2017-04-23 | 2016-10-23 | 2017-10-22 |  | 28000 | Power cord | 92POR0000387
898 | MI 2 | Syringe Pump | 898 | Injectomat | 19710522 | 2008-07-30 | Biomedical | Biomedical | Biomedical | Biomedical | Fresenius Kabi | Diamed | 2016-10-23 | 2017-04-23 | 2016-10-23 | 2017-10-22 |  | 28000 | Power cord | 92POR0000387
899 | MI 2 | Syringe Pump | 899 | Injectomat | 018090/20402076 | 2008-10-21 | Biomedical | Biomedical | Biomedical | Biomedical | Fresenius Kabi | Diamed | 2016-10-23 | 2017-04-23 | 2016-10-23 | 2017-10-22 |  | 28000 | Power cord | 92POR0000431
900 | MI 2 | Syringe Pump | 900 | Injectomat | 018090/20402090 | 2008-10-21 | Biomedical | Biomedical | Biomedical | Biomedical | Fresenius Kabi | Terumo penpol | 2016-10-23 | 2017-04-23 | 2016-10-23 | 2017-10-22 |  | 28000 | Power cord | 92POR0000431
901 | MI 2 | Syringe Pump | 901 | Injectomat | 018090/20402084 | 2008-10-21 | Biomedical | Biomedical | Biomedical | Biomedical | Fresenius Kabi | Diamed | 2016-10-23 | 2017-04-23 | 2016-10-23 | 2017-10-22 |  | 28000 | Power cord | 92POR0000431
902 | MI 2 | Syringe Pump | 902 | Injectomat | 018090/20402081 | 2008-10-21 | Biomedical | Biomedical | Biomedical | Biomedical | Fresenius Kabi | Terma BCT | 2016-10-23 | 2017-04-23 | 2016-10-23 | 2017-10-22 |  | 28000 | Power cord | 92POR0000431
903 | MI 2 | Syringe Pump | 903 | Injectomat | 018090/20402089 | 2008-10-21 | Biomedical | Biomedical | Biomedical | Biomedical | Fresenius Kabi | Abbott | 2016-10-23 | 2017-04-23 | 2016-10-23 | 2017-10-22 |  | 28000 | Power cord | 92POR0000431
904 | MI 2 | Syringe Pump | 904 | Injectomat | 018090/20402088 | 2008-10-21 | Biomedical | Biomedical | Biomedical | Biomedical | Fresenius Kabi | Terumo penpol | 2016-10-23 | 2017-04-23 | 2016-10-23 | 2017-10-22 |  | 28000 | Power cord | 92POR0000431
905 | MI 2 | Syringe Pump | 905 | Injectomat | 018090/20402078 | 2008-10-21 | Biomedical | Biomedical | Biomedical | Biomedical | Fresenius Kabi | Terumo penpol | 2016-10-23 | 2017-04-23 | 2016-10-23 | 2017-10-22 |  | 28000 | Power cord | 92POR0000431
906 | MI 2 | Syringe Pump | 906 | Injectomat | 20402086 | 2008-10-21 | Biomedical | Biomedical | Biomedical | Biomedical | Fresenius Kabi | Narang scientific | 2016-10-23 | 2017-04-23 | 2016-10-23 | 2017-10-22 |  | 28000 | Power cord | 92POR0000431
907 | MI 2 | Syringe Pump | 907 | Injectomat | 20402075 | 2008-10-21 | Biomedical | Biomedical | Biomedical | Biomedical | Fresenius Kabi | Terumo penpol | 2016-10-23 | 2017-04-23 | 2016-10-23 | 2017-10-22 |  | 28000 | Power cord | 92POR0000431
908 | MI 2 | Syringe Pump | 908 | Compact | 188176 | 2012-10-22 | Biomedical | Biomedical | Biomedical | Biomedical | B Braun | Terumo penpol | 2017-01-06 | 2017-07-06 | 2017-01-06 | 2018-01-05 |  | 28000 | Power cord
909 | MI 2 | Syringe Pump | 909 | Compact | 209800 | 2014-12-24 | Biomedical | Biomedical | Biomedical | Biomedical | B Braun | Sathya medical systems | 2017-01-06 | 2017-07-06 | 2017-01-06 | 2018-01-05 |  | 28000 | Power cord | 15140012112
910 | MI 2 | Syringe Pump | 910 | Compact | 209839 | 2014-12-24 | Biomedical | Biomedical | Biomedical | Biomedical | B Braun |  | 2017-01-06 | 2017-07-06 | 2017-01-06 | 2018-01-05 |  | 28000 | Power cord | 15140012112
911 | MI 2 | Syringe Pump | 911 | Compact | 209342 | 2014-12-24 | Biomedical | Biomedical | Biomedical | Biomedical | B Braun |  | 2017-01-06 | 2017-07-06 | 2017-01-06 | 2018-01-05 |  | 28000 | Power cord | 15140012112
912 | MI 2 | Syringe pump | 912 | Compact | 81511 | 2001-01-01 | Biomedical | Biomedical | Biomedical | Biomedical | B Braun |  | 2017-01-06 | 2017-07-06 | 2017-01-06 | 2018-01-05 |  | 28000 | Power cord
913 | MI 2 | Syringe Pump | 913 | Compact | 209835 | 2014-12-24 | Biomedical | Biomedical | Biomedical | Biomedical | B Braun |  | 2017-01-06 | 2017-07-06 | 2017-01-06 | 2018-01-05 |  | 28000 | Power cord | 15140012112
914 | MI 2 | Syringe Pump | 914 | Compact | 209807 | 2014-12-24 | Biomedical | Biomedical | Biomedical | Biomedical | B Braun |  | 2017-01-06 | 2017-07-06 | 2017-01-06 | 2018-01-05 |  | 28000 | Power cord | 15140012112
915 | MI 2 | Syringe Pump | 915 | Compact | 209386 | 2014-12-24 | Biomedical | Biomedical | Biomedical | Biomedical | B Braun |  | 2017-01-06 | 2017-07-06 | 2017-01-06 | 2018-01-05 |  | 28000 | Power cord | 15140012112
916 | MI 2 | Syringe Pump | 916 | Compact | 209802 | 2014-12-24 | Biomedical | Biomedical | Biomedical | Biomedical | B Braun |  | 2017-01-06 | 2017-07-06 | 2017-01-06 | 2018-01-05 |  | 28000 | Power cord | 15140012112
917 | MI 2 | Syringe Pump | 917 | Injectomat | 20402079 | 2008-10-21 | Biomedical | Biomedical | Biomedical | Biomedical | Fresenius Kabi |  | 2016-10-23 | 2017-04-23 | 2016-10-23 | 2017-10-22 |  | 28000 | Power cord | 92POR0000431
918 | MI 2 | Syringe Pump | 918 | Compact | 209365 | 2015-03-01 | Biomedical | Biomedical | Biomedical | Biomedical | B Braun |  | 2017-01-06 | 2017-07-06 | 2017-01-06 | 2018-01-05 |  | 28000 | Power cord | 209834 | 209834
919 | MI 2 | Syringe Pump | 919 | Injectomat | 20402080 | 2008-10-21 | Biomedical | Biomedical | Biomedical | Biomedical | Fresenius Kabi |  | 2016-10-23 | 2017-04-23 | 2016-10-23 | 2017-10-22 |  | 28000 | Power cord
920 | MI 2 | Syringe Pump | 920 | Injectomat | 20402096 | 2008-10-21 | Biomedical | Biomedical | Biomedical | Biomedical | Fresenius Kabi |  | 2016-10-23 | 2017-04-23 | 2016-10-23 | 2017-10-22 |  | 28000 | Power cord
921 | MI 2 | Infusion Pump | 921 | Infusomat | 97669 | 2015-07-30 | Biomedical | Biomedical | Biomedical | Biomedical | B Braun |  | 2017-01-06 | 2017-07-06 | 2017-01-06 | 2018-01-05 |  | 55000 | Power cord
922 | MI 2 | Infusion Pump | 922 | Infusomat | 52753 | 2009-05-25 | Biomedical | Biomedical | Biomedical | Biomedical | B Braun |  | 2017-01-06 | 2017-07-06 | 2017-01-06 | 2018-01-05 |  | 55000 | Power cord
923 | MI 2 | Infusion Pump | 923 | Infusomat | 111610 | 2013-09-28 | Biomedical | Biomedical | Biomedical | Biomedical | B Braun |  | 2017-01-06 | 2017-07-06 | 2017-01-06 | 2018-01-05 |  | 55000 | Power cord
924 | MI 2 | Infusion Pump | 924 | Infusomat | 97698 | 2013-09-29 | Biomedical | Biomedical | Biomedical | Biomedical | B Braun |  | 2017-01-06 | 2017-07-06 | 2017-01-06 | 2018-01-05 |  | 55000 | Power cord
925 | MI 2 | Infusion Pump | 925 | Infusomat | 91728 | 2013-09-28 | Biomedical | Biomedical | Biomedical | Biomedical | B Braun |  | 2017-01-06 | 2017-07-06 | 2017-01-06 | 2018-01-05 |  | 50000 | Power cord | 82140008001
926 | MI 2 | Infusion Pump | 926 | Optima VS | 20041813 | 2010-09-09 | Biomedical | Biomedical | Biomedical | Biomedical | Fresenius Kabi |  | 2016-10-23 | 2017-04-23 | 2016-10-23 | 2017-10-22 |  | 50000 | Power cord
927 | MI 2 | Infusion Pump | 927 | Optima VS | 20041818 | 2010-09-09 | Biomedical | Biomedical | Biomedical | Biomedical | Fresenius Kabi |  | 2016-10-23 | 2017-04-23 | 2016-10-23 | 2017-10-22 |  | 50000 | Power cord
928 | MI 2 | Infusion Pump | 928 | Optima VS | 20041820 | 2010-09-09 | Biomedical | Biomedical | Biomedical | Biomedical | Fresenius Kabi |  | 2016-10-23 | 2017-04-23 | 2016-10-23 | 2017-10-22 |  | 50000 | Power cord
929 | MI 2 | Infusion Pump | 929 | Optima VS | 20011316 | 2010-09-09 | Biomedical | Biomedical | Biomedical | Biomedical | Fresenius Kabi |  | 2016-10-23 | 2017-04-23 | 2016-10-23 | 2017-10-22 |  | 50000 | Power cord
930 | MI 2 | Infusion Pump | 930 | infusomat | 31296 | 2001-01-01 | Biomedical | Biomedical | Biomedical | Biomedical | B Braun |  | 2017-01-06 | 2017-07-06 | 2017-01-06 | 2018-01-05 |  | 50000 | Power cord
931 | MI 2 | Infusion Pump | 931 |  | 100803 | 2013-09-28 | Biomedical | Biomedical | Biomedical | Biomedical | B Braun |  | 2017-01-06 | 2017-07-06 | 2017-01-06 | 2018-01-05 |  | 50000 | Power cord
932 | MI 2 | Infusion Pump | 932 | Infusomat | 97691 | 2013-09-28 | Biomedical | Biomedical | Biomedical | Biomedical | B Braun |  | 2017-01-06 | 2017-07-06 | 2017-01-06 | 2018-01-05 |  | 50000 | Power cord
933 | MI 2 | Infusion Pump | 933 | Infusomat | 91437 | 2013-09-28 | Biomedical | Biomedical | Biomedical | Biomedical | B Braun |  | 2017-01-06 | 2017-07-06 | 2017-01-06 | 2018-01-05 |  | 50000 | Power cord
934 | MI 2 | Patient Warmer | 934 | sys 505 | 84077 | 2009-08-05 | Biomedical | Biomedical | Biomedical | Biomedical | Bair Hugger |  | 2016-11-30 | 2017-05-30 | 2016-06-19 | 2017-06-18 |  | 32550 | Power cord | 92POR0000501
935 | MI 2 | Ventilator | 935 | Servo S | 9209 | 2008-10-29 | CMC | 2016-04-01 | 2017-03-31 | 49373 | Maquet |  | 2016-10-21 | 2017-04-21 | Not required | Not required |  | 650000 | Expiratory Casset and power cord | 92POR0000434
936 | MI 2 | Ventilator | 936 | Servo-s | 9212 | 2008-10-29 | CMC | 2016-04-01 | 2017-03-31 | 49373 | Maquet |  | 2016-10-21 | 2017-04-21 | Not required | Not required |  | 650000 | Expiratory Casset and power cord | 92POR0000434
937 | MI 2 | Ventilator | 937 | Servo-s | 9213 | 2008-10-29 | CMC | 2016-04-01 | 2017-03-31 | 49373 | Maquet |  | 2016-10-21 | 2017-04-21 | Not required | Not required |  | 650000 | Expiratory Casset and power cord | 92POR0000434
938 | MI 2 | Ventilator | 938 | Servo-s | 9211 | 2008-10-29 | CMC | 2016-04-01 | 2017-03-31 | 49373 | Maquet |  | 2016-10-21 | 2017-04-21 | Not required | Not required |  | 650000 | Expiratory Casset and power cord | 92POR0000434
939 | MI 2 | Ventilator | 939 | Servo-s | 31246 | 31/7/2014 | Biomedical | Biomedical | Biomedical | Biomedical | Maquet |  | 2016-12-01 | 2017-06-01 | Not required | Not required |  | 650000 | Expiratory Casset and power cord | 15140004946
940 | MI 2 | Ventilator | 940 | Servo-s | 31245 | 31/7/2014 | Biomedical | Biomedical | Biomedical | Biomedical | Maquet |  | 2016-12-01 | 2017-06-01 | Not required | Not required |  | 650000 | Expiratory Casset and power cord | 15140004946
941 | MI 2 | Ventilator | 941 | Servo-s | 31244 | 31/7/2014 | Biomedical | Biomedical | Biomedical | Biomedical | Maquet |  | 2016-12-01 | 2017-06-01 | Not required | Not required |  | 650000 | Expiratory Casset and power cord
942 | MI 2 | Ventilator | 942 | Servo-s | 9210 | 2008-10-29 | CMC | 2016-04-01 | 2017-03-31 | 49373 | Maquet |  | 2016-10-21 | 2017-04-21 | Not required | Not required |  | 650000 | Expiratory Casset and power cord
943 | MI 2 | Defibrillator with pacer | 943 | Heart Start XL | US00440338 | 2001-01-01 | CMC | 2016-04-01 | 2017-03-31 | 15543.2672 | Philips |  | 2016-09-10 | 2017-03-10 | 2016-03-07 | 2017-03-06 |  | 250000 | ECG cable, External Paddles and Power cord
944 | MI 2 | Defibrillator with pacer | 944 | Heart Start XL | US00448031 | 2001-01-01 | CMC | 2016-04-01 | 2017-03-31 | 15543.2672 | Philips |  | 2016-09-10 | 2017-03-10 | 2016-03-07 | 2017-03-06 |  | 145000 | ECG cable, External Paddles and Power cord
945 | MI 2 | Bipap | 945 | Respironics Harmony | 6038567 | 2015-05-01 | Biomedical | Biomedical | Biomedical | Biomedical | Philips |  | 2016-11-15 | 2017-05-14 | 2016-05-14 | 2017-05-13 |  | 80000 | Power cord
946 | MI 2 | Bipap | 946 | Respironics Harmony | 6038552 | 2015-05-01 | Biomedical | Biomedical | Biomedical | Biomedical | Philips |  | 2016-11-15 | 2017-05-14 | 2016-05-14 | 2017-05-13 |  | 80000 | Power cord
947 | MI 2 | ECG Machine | 947 | TC-20 | CN81405394 | 30/7/2015 | Biomedical | Biomedical | Biomedical | Biomedical | Philips |  | 2017-02-28 | 2017-08-28 | 2017-02-28 | 2018-02-27 |  | 140000 | 10 lead ECG cable power cord | 15140004929
948 | MI 2 | SCD m/c | 948 | Kendall | 1501753 | 2016-02-04 | Biomedical | Biomedical | Biomedical | Biomedical | Covidien |  | 2017-01-28 | 2017-07-28 | Not required | Not required |  | 28000 | Power cord
949 | MI 2 | SCD m/c | 949 | Kendall | 1501754 | 2016-02-04 | Biomedical | Biomedical | Biomedical | Biomedical | covidien |  | 2017-01-28 | 2017-07-28 | Not required | Not required |  | 28000 | Power cord
950 | MI 2 | Enteral Feeding Pump | 950 | Applix smart | 21604325 | 2014-02-04 | Biomedical | Biomedical | Biomedical | Biomedical | Fresenius Kabi |  | 2017-01-18 | 2017-07-18 | 2016-07-10 | 2017-07-09 |  | 60000 | Power cord
951 | MI 2 | Enteral Feeding Pump | 951 | Applix smart | 21604446 | 2014-02-04 | Biomedical | Biomedical | Biomedical | Biomedical | Fresenius Kabi |  | 2017-01-18 | 2017-07-18 | 2016-07-10 | 2017-07-09 |  | 60000 | Power cord
952 | ICC | Monitor | 952 | MP-20 | DE50403516 | 2005-03-15 | CMC | 2016-04-01 | 2017-03-31 | 18325.9323 | Philips |  | 2016-09-10 | 2017-03-10 | 2016-03-08 | 2017-03-07 |  | 260000 | ECG, SPO2, NIBP and Power cord | 9908862111
953 | ICC | Monitor | 953 | MP-20 | DE50403596 | 2001-01-01 | CMC | 2016-04-01 | 2017-03-31 | 18325.9323 | Philips |  | 2016-09-10 | 2017-03-10 | 2016-03-08 | 2017-03-07 |  | 260000 | ECG, SPO2, NIBP and Power cord | 9908862111
954 | ICC | Monitor | 954 | MP-20 | DE50403632 | 2005-03-23 | CMC | 2016-04-01 | 2017-03-31 | 18325.9323 | Philips |  | 2016-09-10 | 2017-03-10 | 2016-03-08 | 2017-03-07 |  | 260000 | ECG, SPO2, NIBP and Power cord | 9908862111
955 | ICC | Monitor | 955 | MP-20 | DE50403633 | 2005-03-23 | CMC | 2016-04-01 | 2017-03-31 | 18325.9323 | Philips |  | 2016-09-10 | 2017-03-10 | 2016-03-08 | 2017-03-07 |  | 260000 | ECG, SPO2, NIBP and Power cord | 9908862111
956 | ICC | Monitor | 956 | MP-20 | DE50403625 | 2005-03-23 | CMC | 2016-04-01 | 2017-03-31 | 18325.9323 | Philips |  | 2016-09-10 | 2017-03-10 | 2016-03-08 | 2017-03-07 |  | 260000 | ECG, SPO2, NIBP and Power cord | 9908862111
957 | ICC | Monitor | 957 | MP-20 | DE50403627 | 2005-03-23 | CMC | 2016-04-01 | 2017-03-31 | 18325.9323 | Philips |  | 2016-09-10 | 2017-03-10 | 2016-03-08 | 2017-03-07 |  | 260000 | ECG, SPO2, NIBP and Power cord | 9908862111
958 | ICC | Monitor | 958 | MP-20 | DE50403485 | 2005-03-15 | CMC | 2016-04-01 | 2017-03-31 | 18325.9323 | Philips |  | 2016-09-10 | 2017-03-10 | 2016-03-08 | 2017-03-07 |  | 260000 | ECG, SPO2, NIBP and Power cord | 9908862111
959 | ICC | Monitor | 959 | MP-20 | DE42601092 | 2001-01-01 | CMC | 2016-04-01 | 2017-03-31 | 18325.9323 | Philips |  | 2016-09-10 | 2017-03-10 | 2016-03-08 | 2017-03-07 |  | 260000 | ECG, SPO2, NIBP and Power cord | 9908862111 | POR0005250
960 | ICC | Monitor | 960 | MP-20 | DE50403626 | 2001-01-01 | CMC | 2016-04-01 | 2017-03-31 | 18325.9323 | Philips |  | 2016-09-10 | 2017-03-10 | 2016-03-08 | 2017-03-07 |  | 260000 | ECG, SPO2, NIBP and Power cord | 9908862111
961 | ICC | Monitor | 961 | MP-20 | DE72863870 | 2011-12-07 | CMC | 2016-04-01 | 2017-03-31 | 18325.9323 | Philips |  | 2016-09-10 | 2017-03-10 | 2016-03-08 | 2017-03-07 |  | 260000 | ECG, SPO2, NIBP, IBP, ETCO2 and Power cord |  | 82140003709
962 | ICC | Monitor | 962 | MP-20 | DE72863874 | 2011-12-07 | CMC | 2016-04-01 | 2017-03-31 | 18325.9323 | Philips |  | 2016-09-10 | 2017-03-10 | 2016-03-08 | 2017-03-07 |  | 260000 | ECG, SPO2, NIBP, IBP, ETCO2 and Power cord |  | 82140003709
963 | ICC | Monitor | 963 | MP-20 | DE72863880 | 2011-12-07 | CMC | 2016-04-01 | 2017-03-31 | 18325.9323 | Philips |  | 2016-09-10 | 2017-03-10 | 2016-03-08 | 2017-03-07 |  | 260000 | ECG, SPO2, NIBP, IBP, ETCO2 and Power cord
964 | ICC | Monitor | 964 | MP-20 | DE72863891 | 2011-12-07 | CMC | 2016-04-01 | 2017-03-31 | 18325.9323 | Philips |  | 2016-09-10 | 2017-03-10 | 2016-03-08 | 2017-03-07 |  | 260000 | ECG, SPO2, NIBP, IBP, ETCO2 and Power cord
965 | ICC | Monitor | 965 | MP-20 | DE72863894 | 2011-12-07 | CMC | 2016-04-01 | 2017-03-31 | 18325.9323 | Philips |  | 2016-09-10 | 2017-03-10 | 2016-03-08 | 2017-03-07 |  | 260000 | ECG, SPO2, NIBP, IBP, ETCO2 and Power cord
966 | ICC | Syringe Pump | 966 | Injectomat | 21003092 | 2010-09-09 | Biomedical | Biomedical | Biomedical | Biomedical | Fresenius Kabi |  | 2016-10-23 | 2017-04-23 | 2016-10-23 | 2017-10-22 |  | 27500 | Power cord |  | 82110009588
967 | ICC | Syringe Pump | 967 | Injectomat | 19710958 | 2008-10-06 | Biomedical | Biomedical | Biomedical | Biomedical | Fresenius Kabi |  | 2016-10-23 | 2017-04-23 | 2016-10-23 | 2017-10-22 |  | 25640 | Power cord |  | 821100
968 | ICC | Syringe pump | 968 | Compact | 174649 | 2014-06-05 | Biomedical | Biomedical | Biomedical | Biomedical | B Braun |  | 2016-11-20 | 2017-05-20 | 2016-11-20 | 2017-11-19 |  | 30000 | Power cord |  | 82140003709
969 | ICC | Syringe pump | 969 | Compact | 161715 | 2010-09-09 | Biomedical | Biomedical | Biomedical | Biomedical | B Braun |  | 2016-11-20 | 2017-05-20 | 2016-11-20 | 2017-11-19 |  | 30000 | Power cord |  | 82140003709
970 | ICC | Syringe Pump | 970 | Injectomat | 21001318 | 2010-09-09 | Biomedical | Biomedical | Biomedical | Biomedical | Fresenius Kabi |  | 2016-10-23 | 2017-04-23 | 2016-10-23 | 2017-10-22 |  | 30000 | Power cord |  | 82110009588
971 | ICC | Syringe Pump | 971 | compact | 190643 | 2013-07-26 | Biomedical | Biomedical | Biomedical | Biomedical | B Braun |  | 2016-11-20 | 2017-05-20 | 2016-11-20 | 2017-11-19 |  | 30000 | Power cord | 9849160266 | 92POR0000258
972 | ICC | Syringe Pump | 972 | compact | 190700 | 2013-07-26 | Biomedical | Biomedical | Biomedical | Biomedical | B Braun |  | 2016-11-20 | 2017-05-20 | 2016-11-20 | 2017-11-19 | Working | 30000 | Power cord | 9052640412 | 15140000554
973 | ICC | Syringe Pump | 973 | compact | 190647 | 2013-07-26 | Biomedical | Biomedical | Biomedical | Biomedical | B Braun |  | 2016-11-20 | 2017-05-20 | 2016-11-20 | 2017-11-19 | Working | 30000 | Power cord | 9052640412 | 15140000554
974 | ICC | Syringe Pump | 974 | compact | 190658 | 2013-07-26 | Biomedical | Biomedical | Biomedical | Biomedical | B Braun |  | 2016-11-20 | 2017-05-20 | 2016-11-20 | 2017-11-19 | Working | 30000 | Power cord | 9052640412 | 15140000554
975 | ICC | Syringe Pump | 975 | compact | 83477 | 2012-12-12 | Biomedical | Biomedical | Biomedical | Biomedical | B Braun |  | 2016-11-20 | 2017-05-20 | 2016-11-20 | 2017-11-19 | Working | 30000 | Power cord | 9052640412 | 15140000554
976 | ICC | Syringe Pump | 976 | compact | 204561 | 2014-12-22 | Biomedical | Biomedical | Biomedical | Biomedical | B Braun |  | 2016-11-20 | 2017-05-20 | 2016-11-20 | 2017-11-19 |  | 30000 | Power cord
977 | ICC | Syringe Pump | 977 | compact | 204593 | 2014-12-22 | Biomedical | Biomedical | Biomedical | Biomedical | B Braun |  | 2016-11-20 | 2017-05-20 | 2016-11-20 | 2017-11-19 |  | 30000 | Power cord
978 | ICC | Syringe Pump | 978 | compact | 204366 | 2014-12-22 | Biomedical | Biomedical | Biomedical | Biomedical | B Braun |  | 2016-11-20 | 2017-05-20 | 2016-11-20 | 2017-11-19 |  | 30000 | Power cord
979 | ICC | Syringe Pump | 979 | compact | 204392 | 2014-12-22 | Biomedical | Biomedical | Biomedical | Biomedical | B Braun |  | 2016-11-20 | 2017-05-20 | 2016-11-20 | 2017-11-19 | Working | 30000 | Power cord | 9052640412 | 15140000554
980 | ICC | Syringe Pump | 980 | compact | 171509 | 2012-12-13 | Biomedical | Biomedical | Biomedical | Biomedical | B Braun |  | 2016-11-20 | 2017-05-20 | 2016-11-20 | 2017-11-19 |  | 31500 | Power cord
981 | ICC | Syringe pump | 981 | Compact | 90875 | 2012-12-13 | Biomedical | Biomedical | Biomedical | Biomedical | B Braun |  | 2016-11-20 | 2017-05-20 | 2016-11-20 | 2017-11-19 |  | 30000 | Power cord
982 | ICC | Syringe Pump | 982 | compact | 171354 | 2012-12-13 | Biomedical | Biomedical | Biomedical | Biomedical | B Braun |  | 2016-11-20 | 2017-05-20 | 2016-11-20 | 2017-11-19 |  | 31500 | Power cord
983 | ICC | Syringe pump | 983 | Perfusor Compact | 205454 | 2010-09-09 | Biomedical | Biomedical | Biomedical | Biomedical | B Braun |  | 2016-11-20 | 2017-05-20 | 2016-11-20 | 2017-11-19 |  | 31500 | Power cord |  | 82140009209
984 | ICC | Infusion Pump | 984 | infusomat p | 83971 | 2012-12-13 | Biomedical | Biomedical | Biomedical | Biomedical | B Braun |  | 2016-11-20 | 2017-05-20 | 2016-11-20 | 2017-11-19 |  | 30000 | Power cord
985 | ICC | Infusion Pump | 985 | infusomat p | 97693 | 2014-12-12 | Biomedical | Biomedical | Biomedical | Biomedical | B Braun |  | 2016-11-20 | 2017-05-20 | 2016-11-20 | 2017-11-19 |  | 30000 | Power cord
986 | ICC | Infusion Pump | 986 | Infusomat P | 32116 | 2011-10-28 | Biomedical | Biomedical | Biomedical | Biomedical | B Braun |  | 2016-11-20 | 2017-05-20 | 2016-11-20 | 2017-11-19 |  | 30000 | Power cord |  | 82110009588
987 | ICC | Infusion Pump | 987 | Infusomat P | 69591 | 2001-01-01 | Biomedical | Biomedical | Biomedical | Biomedical | B Braun |  | 2016-11-20 | 2017-05-20 | 2016-11-20 | 2017-11-19 |  | 30000 | Power cord |  | 82110009588
988 | ICC | Infusion Pump | 988 | Infusomat P | 91451 | 2014-02-01 | Biomedical | Biomedical | Biomedical | Biomedical | B Braun |  | 2016-11-20 | 2017-05-20 | 2016-11-20 | 2017-11-19 |  | 30000 | Power cord | 9849160266 | 2010002358
989 | ICC | Infusion Pump | 989 | Infusomat P | 91899 | 2014-02-08 | Biomedical | Biomedical | Biomedical | Biomedical | B Braun |  | 2016-11-20 | 2017-05-20 | 2016-11-20 | 2017-11-19 |  | 50400 | Power cord |  | 82110009588
990 | ICC | Defibrillator | 990 | Heart Start XL | US00127320 | 2001-01-01 | CMC | 2016-04-01 | 2017-03-31 | 15543.2672 | Philips |  | 2016-09-10 | 2017-03-10 | 2016-03-07 | 2017-03-06 |  | 175000 | 3 Lead ECG Cable, External Paddles and Power cord | 9849160266 | 2010002358
991 | ICC | Defibrillator | 991 | Heart Start XL | US00440335 | 2001-01-01 | CMC | 2016-04-01 | 2017-03-31 | 15543.2672 | Philips |  | 2016-09-10 | 2017-03-10 | 2016-03-07 | 2017-03-06 |  | 175000 | 3 Lead ECG Cable, External Paddles and Power cord |  | 2010002358
992 | ICC | Defibrillator | 992 | Heart Start XL | US00444213 | 2001-01-01 | CMC | 2016-04-01 | 2017-03-31 | 15543.2672 | Philips |  | 2016-09-10 | 2017-03-10 | 2016-03-07 | 2017-03-06 |  | 175000 | 3 Lead ECG Cable, External Paddles and Power cord |  | 821100
993 | ICC | Defibrillator | 993 | Heart Start XL | US00107771 | 2001-01-01 | CMC | 2016-04-01 | 2017-03-31 | 15543.2672 | Philips |  | 2016-09-10 | 2017-03-10 | 2016-03-07 | 2017-03-06 |  | 175000 | 3 Lead ECG Cable, External Paddles and Power cord |  | 15140006719
994 | ICC | Defibrillator | 994 | Heart Start XL | US00455946 | 2001-01-01 | CMC | 2016-04-01 | 2017-03-31 | 15543.2672 | Philips |  | 2016-09-10 | 2017-03-10 | 2016-03-07 | 2017-03-06 |  | 175000 | 3 Lead ECG Cable, External Paddles and Power cord | 9849230996 | 92POR0000376
995 | ICC | Defibrillator | 995 | Heart Start XL | US00603057 | 2014-01-02 | CMC | 2016-04-01 | 2017-03-31 | 15543.2672 | Philips |  | 2016-09-10 | 2017-03-10 | 2016-03-07 | 2017-03-06 |  | 175000 | 3 Lead ECG Cable, External Paddles and Power cord | 9052640412 | 15140000554
996 | ICC | Defibrilator with Pacer | 996 | Heart Start XL | US00595755 | 2012-01-16 | CMC | 2016-04-01 | 2017-03-31 | 15543.2672 | Philips |  | 2016-09-10 | 2017-03-10 | 2016-03-07 | 2017-03-06 |  | 250000 | 3 Lead ECG Cable, External Paddles and Power cord |  | 82140003709
997 | ICC | Defibrilator | 997 | DFM-100 | CN32600078 | 2014-09-12 | CMC | 2016-04-01 | 2017-03-31 | 14289 | Philips |  | 2016-09-10 | 2017-03-10 | 2016-03-07 | 2017-03-06 |  | 180000 | 3 Lead ECG Cable, External Paddles and Power cord | 9849160266 | 92POR0000387
998 | ICC | ECG Machine | 998 | TC-20 | CN61405038 | 2014-07-24 | CMC | 2016-04-01 | 2017-03-31 | 8288 | Philips |  | 2017-02-28 | 2017-08-28 | 2017-02-28 | 2018-02-27 |  | 145000 | 10 Lead ECG Cable, External Paddles and Power cord | 9849160266 | 92POR0000431
999 | ICC | Ventilator | 999 | servo-s | 8573 | 2008-10-21 | CMC | 2016-04-01 | 2017-03-31 | 49373 | Maquet |  | 2016-01-19 | 2017-07-19 | Not required | Not required |  | 575000 | Expiratory Cassets and Power cord |  | 821100
1000 | ICC | Ventilator | 1000 | Servo-S | 10363 | 2009-05-20 | Biomedical | Biomedical | Biomedical | Biomedical | Maquet |  | 2016-01-19 | 2017-07-19 | Not required | Not required |  | 646875 | Expiratory Cassets and Power cord | 52POR0002307 | 39858
1001 | ICC | Ventilator | 1001 | Servo-S | 6472 | 2008-04-12 | Biomedical | Biomedical | Biomedical | Biomedical | maquet |  | 2016-01-19 | 2017-07-19 | Not required | Not required |  | 542975 | Expiratory Cassets and Power cord | 52POR0000015 | 39314
1002 | ICC | Ventilator | 1002 | Servo-S | 6473 | 2008-04-12 | Biomedical | Biomedical | Biomedical | Biomedical | Maquet |  | 2016-10-19 | 2017-04-19 | Not required | Not required |  | 542975 | Expiratory Cassets and Power cord | 39314 | 2008-04-12
1003 | ICC | Ventilator | 1003 | Servo S | 8572 | 2008-10-22 | CMC | 2016-04-01 | 2017-03-31 | 49373 | Maquet |  | 2016-10-19 | 2017-04-19 | Not required | Not required |  | 575000 | Expiratory Cassets and Power cord
1004 | ICC | Ventilator | 1004 | Servo S | 6300 | 2007-07-07 | CMC | 2016-04-01 | 2017-03-31 | 49373 | Maquet |  | 2016-10-19 | 2017-04-19 | Not required | Not required |  | 542975 | Expiratory Cassets and Power cord
1005 | ICC | Pacemaker | 1005 | 5348 | PEPO21106P | 2003-05-26 | Biomedical | Biomedical | Biomedical | Biomedical | Medtronic |  | 2016-12-12 | 2017-06-12 | 2016-06-20 | 2017-06-19 |  | 96000 | Pacing cables
1006 | ICC | Pacemaker | 1006 | 5391 | 1525437 | 2016-11-30 | Biomedical | Biomedical | Biomedical | Biomedical | Medtronic |  | 2016-12-12 | 2017-06-12 | 2016-06-20 | 2017-06-19 |  | 96000 | Pacing cables |  | 15140005849
1007 | ICC | Blood Warmers | 1007 |  | 110301195 | 29/1/2015 | Biomedical | Biomedical | Biomedical | Biomedical | SreeMedical |  | 2016-12-26 | 2017-06-26 | 2016-06-19 | 2017-06-18 |  | 55125 | Power cord |  | 15140005849
1008 | ICC | Patient Warmer | 1008 | Warm touch | SP16040271 | 2016-11-24 | warrenty | 2016-11-24 | 2017-11-23 | Warrenty | Covidien |  | 2016-11-24 | 2017-05-24 | 2016-11-24 | 2017-11-23 |  | 75000 | Power cord |  | 15140005849
1009 | ICC | Bipap Machine | 1009 | Harmony | 6038584 | 2013-03-10 | Biomedical | Biomedical | Biomedical | Biomedical | Respironics |  | 2016-11-15 | 2017-05-14 | 2016-05-14 | 2017-05-13 |  | 35000 | Power cord |  | 82110013054
1010 | PIU | Monitor | 1010 | MP-20 | DE42601076 | 2005-02-07 | CMC | 2016-04-01 | 2017-03-31 | 18325.9323 | Philips |  | 2016-09-07 | 2017-03-07 | 2016-03-07 | 2017-03-06 |  | 179350 | ECG, SPO2, NIBP and Power cord | POR5250 | 2005-01-06
1011 | PIU | Monitor | 1011 | MP-20 | DE50403504 | 2005-02-07 | Biomedical | Biomedical | Biomedical | Biomedical | Philips |  | 2016-09-07 | 2017-03-07 | 2016-03-07 | 2017-03-07 |  | 179350 | ECG, SPO2, NIBP and Power cord | POR5250 | 2005-01-06
1012 | PIU | Monitor | 1012 | MP-20 | DE42601099 | 2005-02-07 | CMC | 2016-04-01 | 2017-03-31 | 18325.9323 | Philips |  | 2016-09-07 | 2017-03-07 | 2016-03-07 | 2017-03-08 |  | 179350 | ECG, SPO2, NIBP and Power cord | POR5250 | 2005-01-06
1013 | PIU | Monitor | 1013 | MP-20 | DE50403515 | 2005-02-07 | CMC | 2016-04-01 | 2017-03-31 | 18325.9323 | Philips |  | 2016-09-07 | 2017-03-07 | 2016-03-07 | 2017-03-09 |  | 179350 | ECG, SPO2, NIBP and Power cord | POR5250 | 2005-01-06
1014 | PIU | Monitor | 1014 | MP-20 | DE42601077 | 2005-02-07 | CMC | 2016-04-01 | 2017-03-31 | 18325.9323 | Philips |  | 2016-09-07 | 2017-03-07 | 2016-03-07 | 2017-03-10 |  | 179350 | ECG, SPO2, NIBP and Power cord | POR5250 | 2005-01-06
1015 | PIU | Monitor | 1015 | MP-20 | DE50403499 | 2005-02-07 | CMC | 2016-04-01 | 2017-03-31 | 18325.9323 | Philips |  | 2016-09-07 | 2017-03-07 | 2016-03-07 | 2017-03-11 |  | 179350 | ECG, SPO2, NIBP and Power cord | POR5250 | 2005-01-06
1016 | PIU | Monitor | 1016 | MP-20 | DE50403518 | 2005-02-07 | Biomedical | Biomedical | Biomedical | Biomedical | Philips |  | 2016-09-07 | 2017-03-07 | 2016-03-07 | 2017-03-12 |  | 179350 | ECG, SPO2, NIBP and Power cord | POR5250 | 2005-01-06
1017 | PIU | Monitor | 1017 | MEC-2000 | CV93101330 | 2009-04-21 | Biomedical | Biomedical | Biomedical | Biomedical | Mindray |  | 2016-09-08 | 2017-03-08 | 2016-06-14 | 2017-06-13 |  | 165000 | ECG, SPO2, NIBP and Power cord
1018 | PIU | ECG Machine | 1018 | TC-20 | CN21608675 | 2014-09-17 | Biomedical | Biomedical | Biomedical | Biomedical | Philips |  | 2017-02-28 | 2017-08-28 | 2017-02-28 | 2018-02-27 |  | 145000 | 10 lead Ecg cable and Power cord
1019 | PIU | Defibrillator | 1019 | Heart Start XL | US00231827 | 2005-03-26 | CMC | 2016-04-01 | 2017-03-31 | 15543.2672 | Philips |  | 2016-09-08 | 2017-03-08 | 2016-03-08 | 2017-03-07 |  | 175000 | 3 Lead ECG cable ( Without Pacer ), External paddles and Power cord |  | 2001-01-01
1020 | PIU | Ventilator | 1020 | Servo i | 18238 | 2005-08-30 | CMC | 2016-04-01 | 2017-03-31 | 49373 | Maquet |  | 2017-02-25 | 2017-08-25 | Not required | Not required |  | 736184 | Expiratory Cassets and Power cord |  | 2005-08-08
1021 | PIU | Ventilator | 1021 | Servo i | 18237 | 2005-07-15 | CMC | 2016-04-01 | 2017-03-31 | 49373 | Maquet |  | 2017-02-25 | 2017-08-25 | Not required | Not required |  | 736184 | Expiratory Cassets and Power cord |  | 2005-08-08
1022 | PIU | Syringe Pump | 1022 | Compact | 83584 | 2015-07-01 | Biomedical | Biomedical | Biomedical | Biomedical | B Braun |  | 2017-01-02 | 2017-07-02 | 2017-01-02 | 2018-01-01 |  | 31500 | Power cord
1023 | PIU | Syringe Pump | 1023 | Compact | 171652 | 2012-12-13 | Biomedical | Biomedical | Biomedical | Biomedical | B Braun |  | 2017-01-02 | 2017-07-02 | 2017-01-02 | 2018-01-01 |  | 31500 | Power cord | 821100 | 2011-11-26
1024 | PIU | Syringe Pump | 1024 | Injectomat Agilia | 21125521 | 2001-01-01 | Biomedical | Biomedical | Biomedical | Biomedical | Fresenius Kabi |  | 2016-10-23 | 2017-04-23 | 2016-10-23 | 2017-10-22 |  | 25640 | Power cord |  | 2001-01-01
1025 | PIU | Syringe Pump | 1025 | Injectomat Agilia | 20079107 | 2008-10-06 | Biomedical | Biomedical | Biomedical | Biomedical | Fresenius Kabi |  | 2016-10-23 | 2017-04-23 | 2016-10-23 | 2017-10-22 |  | 25640 | Power cord | 92POR0000258 | 2007-12-27
1026 | PIU | Syringe Pump | 1026 | Injectomat Agilia | 21003085 | 2010-09-09 | Biomedical | Biomedical | Biomedical | Biomedical | Fresenius Kabi |  | 2016-10-23 | 2017-04-23 | 2016-10-23 | 2017-10-22 |  | 30000 | Power cord | 15140012112
1027 | PIU | Syringe Pump | 1027 | Injectomat Agilia | 20079113 | 2008-10-06 | Biomedical | Biomedical | Biomedical | Biomedical | Fresenius Kabi |  | 2016-10-23 | 2017-04-23 | 2016-10-23 | 2017-10-22 |  | 30000 | Power cord
1028 | PIU | Syringe Pump | 1028 | Injectomat Agilia | 21003102 | 2010-09-09 | Biomedical | Biomedical | Biomedical | Biomedical | Fresenius Kabi |  | 2016-10-23 | 2017-04-23 | 2016-10-23 | 2017-10-22 |  | 30000 | Power cord
1029 | PIU | Syringe Pump | 1029 | Injectomat Agilia | 19983338 | 2004-01-01 | Biomedical | Biomedical | Biomedical | Biomedical | Fresenius Kabi |  | 2016-10-23 | 2017-04-23 | 2016-10-23 | 2017-10-22 |  | 24600 | Power cord |  | 2004-01-01
1030 | PIU | Syringe Pump | 1030 | Injectomat | 018090/21125530 | 2011-02-04 | Biomedical | Biomedical | Biomedical | Biomedical | Fresenius Kabi |  | 2016-10-23 | 2017-04-23 | 2016-10-23 | 2017-10-22 |  | 27500 | Power cord |  | 2011-02-04
1031 | PIU | Syringe Pump | 1031 | Injectomat Agilia | 200791004 | 2005-05-20 | Biomedical | Biomedical | Biomedical | Biomedical | Fresenius Kabi |  | 2016-10-23 | 2017-04-23 | 2016-10-23 | 2017-10-22 |  | 25640 | Power cord
1032 | PIU | Syringe Pump | 1032 | Injectomat Agilia | 21125530 | 2011-02-04 | Biomedical | Biomedical | Biomedical | Biomedical | Fresenius Kabi |  | 2016-10-23 | 2017-04-23 | 2016-10-23 | 2017-10-22 |  | 25640 | Power cord
1033 | PIU | Syringe Pump | 1033 | Injectomat Agilia | 21125525 | 2011-02-04 | Biomedical | Biomedical | Biomedical | Biomedical | Fresenius Kabi |  | 2016-10-23 | 2017-04-23 | 2016-10-23 | 2017-10-22 |  | 25640 | Power cord
1034 | PIU | Syringe Pump | 1034 | Injectomat Agilia | 200791004 | 2005-05-20 | Biomedical | Biomedical | Biomedical | Biomedical | Fresenius Kabi |  | 2016-10-23 | 2017-04-23 | 2016-10-23 | 2017-10-22 |  | 25640 | Power cord
1035 | PIU | Syringe Pump | 1035 | Injectomat Agilia | 19983331 | 2005-05-20 | Biomedical | Biomedical | Biomedical | Biomedical | Fresenius Kabi |  | 2016-10-23 | 2017-04-23 | 2016-10-23 | 2017-10-22 |  | 25640 | Power cord
1036 | PIU | Syringe Pump | 1036 | Injectomat Agilia | 19710564 | 2001-01-01 | Biomedical | Biomedical | Biomedical | Biomedical | Fresenius Kabi |  | 2016-10-23 | 2017-04-23 | 2016-10-23 | 2017-10-22 |  | 25640 | Power cord |  | 2001-01-01
1037 | PIU | Syringe Pump | 1037 | Injectomat Agilia | 20347099 | 2001-01-01 | Biomedical | Biomedical | Biomedical | Biomedical | Fresenius Kabi |  | 2016-10-23 | 2017-04-23 | 2016-10-23 | 2017-10-22 |  | 25640 | Power cord |  | 2001-01-01
1038 | PIU | Syringe Pump | 1038 | Injectomat Agilia | 21003100 | 2001-01-01 | Biomedical | Biomedical | Biomedical | Biomedical | Fresenius Kabi |  | 2016-10-23 | 2017-04-23 | 2016-10-23 | 2017-10-22 |  | 25640 | Power cord |  | 2001-01-01
1039 | PIU | Syringe Pump | 1039 | Compact |  | 2013-07-23 | Biomedical | Biomedical | Biomedical | Biomedical | B Braun |  | 2017-01-02 | 2017-07-02 | 2017-01-02 | 2018-01-01 |  | 31500 | Power cord
1040 | PIU | Phototherapy | 1040 | Billi blanket plus | HDKK50802 | 2007-10-07 | Biomedical | Biomedical | Biomedical | Biomedical | Datex Ohmeda |  | 2016-12-15 | 2017-06-15 | Not required | Not required |  | 150000 | Power cord | 90POR0008258 | 2007-04-06
1041 | PIU | Phototherapy(DS) | 1041 |  |  | 2001-01-01 | Biomedical | Biomedical | Biomedical | Biomedical | Medtronic |  | 2016-12-15 | 2017-06-15 | Not required | Not required |  | 34510 | Power cord |  | 2001-01-01
1042 | PIU | Phototherapy (DS) | 1042 | LED | 159 | 2008-06-11 | Biomedical | Biomedical | Biomedical | Biomedical | Shreyash Electromedicals |  | 2016-12-15 | 2017-06-15 | Not required | Not required |  | 25000 | Power cord | 92POR0000427 | 2008-10-17
1043 | PIU | Phototherapy(DS) | 1043 | LED | 160 | 2008-06-11 | Biomedical | Biomedical | Biomedical | Biomedical | Shreyash Electromedicals |  | 2016-12-15 | 2017-06-15 | Not required | Not required |  | 25000 | Power cord | 92POR0000427 | 2008-10-17
1044 | PIU | Phototherapy (SS) | 1044 |  | POR5247 | 2004-06-15 | Biomedical | Biomedical | Biomedical | Biomedical | Phoenix |  | 2016-12-15 | 2017-06-15 | Not required | Not required |  | 18000 | Power cord | POR5247 | 2004-02-06
1045 | PIU | Pacemaker(SC) | 1045 | 5348 | PEP024841P | 2001-01-01 | Biomedical | Biomedical | Biomedical | Biomedical | Medtronic |  | 2016-12-12 | 2017-06-12 | 2016-06-20 | 2017-06-19 |  | 64000 | Power cord |  | 2001-01-01
1046 | PIU | Pacemaker(DC) | 1046 | 5388 | PFG025894P | 2005-10-06 | Biomedical | Biomedical | Biomedical | Biomedical | Medtronic |  | 2016-12-12 | 2017-06-12 | 2016-06-20 | 2017-06-19 |  | 182000 | Power cord | 18POR41290 | 2005-04-05
1047 | PIU | Infant Incubator | 1047 | INC-100 |  | 2004-06-15 | Biomedical | Biomedical | Biomedical | Biomedical | Phoenix |  | 2016-12-10 | 2017-06-10 |  |  |  | 100000 | Temperature probe and Power cord | POR5247 | 2004-02-06
1048 | PIU | Infusion Pump | 1048 | Infusomat | 83986 | 2013-02-20 | Biomedical | Biomedical | Biomedical | Biomedical | B Braun |  | 2017-01-02 | 2017-07-02 | 2017-01-02 | 2018-01-01 |  | 45000 | Power cord | 8211002800 | 2012-11-25
1049 | PIU | Infusion Pump | 1049 | Infusomat | 83967 | 2013-02-20 | Biomedical | Biomedical | Biomedical | Biomedical | B Braun |  | 2017-01-02 | 2017-07-02 | 2017-01-02 | 2018-01-01 |  | 45000 | Power cord | 8211002800 | 2012-11-25
1050 | PIU | Infusion Pump | 1050 | Infusomat | 23205 | 2010-09-10 | Biomedical | Biomedical | Biomedical | Biomedical | B Braun |  | 2017-01-02 | 2017-07-02 | 2017-01-02 | 2018-01-01 |  | 45000 | Power cord | 8211002800 | 2012-11-25
1051 | PIU | Infusion Pump | 1051 | Infusomat | 52693 | 2011-07-24 | Biomedical | Biomedical | Biomedical | Biomedical | B Braun |  | 2017-01-02 | 2017-07-02 | 2017-01-02 | 2018-01-01 |  | 40000 | Power cord
1052 | PIU | Patient Warmer | 1052 | Infusomat P | 70716 | 24/4/2015 | Biomedical | Biomedical | Biomedical | Biomedical | Bair Hugger |  | 2016-11-30 | 2017-05-30 | 2016-06-19 | 2017-06-18 |  | 75999 | Power cord | 215150000013 | 2015-04-01
1053 | PIU | Infant Warmer | 1053 | NWC 100 | 2060 | 2004-06-15 | Biomedical | Biomedical | Biomedical | Biomedical | Phoenix |  | 2017-01-16 | 2017-07-16 | 2016-06-29 | 2017-06-28 |  | 70000 | Temperature probe and Power cord | POR5247 | 2004-02-06
1054 | PIU | Infant Warmer | 1054 | NWC 100 | 2041 | 2004-06-15 | Biomedical | Biomedical | Biomedical | Biomedical | Phoenix |  | 2017-01-16 | 2017-07-16 | 2016-06-29 | 2017-06-28 |  | 90000 | Temperature probe and Power cord | POR5247 | 2004-02-06
1055 | PIU | Infant Warmer | 1055 | CIC-100 | 2228 | 2004-01-01 | Biomedical | Biomedical | Biomedical | Biomedical | Phoenix |  | 2017-01-16 | 2017-07-16 | 2016-06-29 | 2017-06-28 |  | 120000 | Temperature probe and Power cord
1056 | PIU | Infant Warmer | 1056 | CIC-101 | 3209 | 2016-09-16 | Biomedical | Biomedical | Biomedical | Biomedical | Phoenix |  | 2017-01-16 | 2017-07-16 | 2016-09-16 | 2017-09-15 |  | 120000 | Temperature probe and Power cord
1057 | PIU | Bubble CPAP Unit | 1057 | CPAP 300 | 1273 | 2016-09-16 | Biomedical | Biomedical | Biomedical | Biomedical | Phoenix |  | 2016-09-16 | 2017-03-16 | Not required | Not required |  | 180000 | Power cord
1058 | LBR | Patient monitor | 1058 | MEC-1000 | AQ74B15362 | 2006-09-23 | Biomedical | Biomedical | Biomedical | Biomedical | Mediaid |  | 2016-09-08 | 2017-03-08 | 2016-06-14 | 2017-06-13 |  |  | ECG, SPO2, NIBP and Power cord
1059 | LBR | Fetal monitor (CTG) | 1059 | FM9854 | DSTB3K1743 | 2014-04-22 | Biomedical | Biomedical | Biomedical | Biomedical | BPL |  | 2016-10-14 | 2017-04-14 |  |  |  |  | SPO2, NIBP and Power cord
1060 | LBR | Portable Aspirator | 1060 | MS-CUB | J8.10.173 | 2001-01-01 | Biomedical | Biomedical | Biomedical | Biomedical | Accura |  | 2017-02-14 | 2017-08-14 | Not required | Not required |  |  | NA
1061 | LBR | Fetal doppler | 1061 | FD9713N | DQTB5A12753 | 2001-01-01 | Biomedical | Biomedical | Biomedical | Biomedical | BPL |  | 2016-10-14 | 2017-04-14 | Not required | Not required |  |  | NA
1062 | SDS | Monitor | 1062 | Mec-1000 | AQ15154753 | 2011-08-11 | Biomedical | Biomedical | Biomedical | Biomedical | Mindray |  | 2016-09-08 | 2017-03-08 | 2016-06-14 | 2017-06-13 |  | 65000 | ECG,SPO2,NIBP AND POWER CORD | 82110009586 | 2011-07-28
1063 | SDS | Monitor | 1063 | Mec-1000 | AQ15154766 | 2011-08-11 | Biomedical | Biomedical | Biomedical | Biomedical | Mindray |  | 2016-09-08 | 2017-03-08 | 2016-06-14 | 2017-06-13 |  | 65000 | ECG,SPO2,NIBP AND POWER CORD | 82110009586 | 2011-07-28
1064 | SDS | Monitor | 1064 | Mec-1000 | AQ15154750 | 2011-08-11 | Biomedical | Biomedical | Biomedical | Biomedical | Mindray |  | 2016-09-08 | 2017-03-08 | 2016-06-14 | 2017-06-13 |  | 65000 | ECG,SPO2,NIBP AND POWER CORD | 82110009586 | 2011-07-28
1065 | SDS | Monitor | 1065 | Mec-1000 | AQ15154768 | 2011-08-11 | Biomedical | Biomedical | Biomedical | Biomedical | Mindray |  | 2016-09-08 | 2017-03-08 | 2016-06-14 | 2017-06-13 |  | 65000 | ECG,SPO2,NIBP AND POWER CORD | 82110009586 | 2011-07-28
1066 | SDS | Monitor | 1066 | Mec-1000 | AQ15154776 | 2011-08-11 | Biomedical | Biomedical | Biomedical | Biomedical | Mindray |  | 2016-09-08 | 2017-03-08 | 2016-06-14 | 2017-06-13 |  | 65000 | ECG,SPO2,NIBP AND POWER CORD | 82110009586 | 2011-07-28
1067 | SDS | Syringe pump | 1067 | Compact | 161834 | 2011-08-14 | Biomedical | Biomedical | Biomedical | Biomedical | B Braun |  | 2017-01-02 | 2017-07-02 | 2017-01-02 | 2018-01-01 |  | 30160 | POWER CORD | 82110008609 | 2011-06-30
1068 | SDS | Syringe pump | 1068 | Compact | 204372 | 2011-08-14 | Biomedical | Biomedical | Biomedical | Biomedical | B Braun |  | 2017-01-02 | 2017-07-02 | 2017-01-02 | 2018-01-01 |  | 30160 | POWER CORD | 82110008609 | 2011-06-30
1069 | SDS | Infusion pump | 1069 | Infusomat P | 83933 | 2001-01-01 | Biomedical | Biomedical | Biomedical | Biomedical | B Braun |  | 2017-01-02 | 2017-07-02 | 2017-01-02 | 2018-01-01 |  | 50000 | POWER CORD
1070 | SDS | Infusion Pump | 1070 | Infusomat P | 6939 | 2001-01-01 | Biomedical | Biomedical | Biomedical | Biomedical | B Braun |  | 2017-01-02 | 2017-07-02 | 2017-01-02 | 2018-01-01 |  | 50000 | POWER CORD | 82140008001
1071 | SDS | Infusion Pump | 1071 | Infusomat P | 7262 | 2001-01-01 | Biomedical | Biomedical | Biomedical | Biomedical | B Braun |  | 2017-01-02 | 2017-07-02 | 2017-01-02 | 2018-01-01 |  | 50000 | POWER CORD | 82140008001
1072 | SDC | Defibrillator | 1072 | Heartstart XL | US00595757 | 2012-01-16 | CMC | 2016-04-01 | 2017-03-31 | 15543.2672 | Philips |  | 2016-09-08 | 2017-03-08 | 2016-03-08 | 2017-03-07 |  | 175000 | 3 Lead ECG cable, External Paddles and Power cord | 82110008615 | 2011-06-30
1073 | SDC | Bipap | 1073 | Resmed VPAP III | 20090594693 | 2011-08-19 | Biomedical | Biomedical | Biomedical | Biomedical | Resmed |  | 2016-11-15 | 2017-05-14 | 2016-05-14 | 2017-05-13 |  | 150800 | Power cord | 82110010011 | 2011-08-08
1074 | SDC | Ventilator | 1074 | Engstorm CareStation | CBCQ01151 | 2011-09-29 | Biomedical | Biomedical | Biomedical | Biomedical | Wipro GE |  | 2016-10-22 | 2017-04-22 | 2016-03-08 | 2017-03-07 |  | 700000 | Experatory cassette and Power cord | 82110010415 | 2011-08-16
1075 | SDC | Pacemaker | 1075 | 5348 | PEP0133103 | 2001-06-01 | Biomedical | Biomedical | Biomedical | Biomedical | Medtronic |  | 2016-12-12 | 2017-06-12 | 2016-06-20 | 2017-06-19 |  | 96000 | Pacing cables | NP5250 | 2001-01-01
1076 | SDC | Syringe pump | 1076 | Compact | 161833 | 2011-08-14 | Biomedical | Biomedical | Biomedical | Biomedical | B Braun |  | 2017-01-02 | 2017-07-02 | 2017-01-02 | 2018-01-01 |  | 30160 | Power cord | 82110008609 | 2011-06-30
1077 | SDC | Infusion Pump | 1077 | Infusomat P | 69570 | 2011-10-28 | Biomedical | Biomedical | Biomedical | Biomedical | B Braun |  | 2017-01-02 | 2017-07-02 | 2017-01-02 | 2018-01-01 |  | 45000 | Power cord | 82110009913 | 2011-08-05
1078 | SDC | Syringe Pump | 1078 | Compact | 161901 | 2011-08-14 | Biomedical | Biomedical | Biomedical | Biomedical | B Braun |  | 2017-01-02 | 2017-07-02 | 2017-01-02 | 2018-01-01 |  | 30160 | Power cord
1079 | SDC | Syringe pump | 1079 | Compact | 161533 | 2011-08-14 | Biomedical | Biomedical | Biomedical | Biomedical | B Braun |  | 2017-01-02 | 2017-07-02 | 2017-01-02 | 2018-01-01 |  | 30160 | Power cord
1080 | SDC | Syringe pump | 1080 | Compact | 161565 | 2011-08-14 | Biomedical | Biomedical | Biomedical | Biomedical | B Braun |  | 2017-01-02 | 2017-07-02 | 2017-01-02 | 2018-01-01 |  | 30160 | Power cord
1081 | SDC | Syringe pump | 1081 | Compact | 161365 | 2011-08-14 | Biomedical | Biomedical | Biomedical | Biomedical | B Braun |  | 2017-01-02 | 2017-07-02 | 2017-01-02 | 2018-01-01 |  | 30160 | Power cord
1082 | SDC | Monitor | 1082 | MEC 1000 | AQ15154759 | 2011-08-11 | Biomedical | Biomedical | Biomedical | Biomedical | Mindray |  | 2016-09-08 | 2017-03-08 | 2016-06-14 | 2017-06-13 |  | 65000 | ECG, SPO2, NIBP and Power cord
1083 | SDC | Monitor | 1083 | MEC 1000 | AQ15154816 | 2011-08-11 | Biomedical | Biomedical | Biomedical | Biomedical | Mindray |  | 2016-09-08 | 2017-03-08 | 2016-06-14 | 2017-06-13 |  | 65000 | ECG, SPO2, NIBP and Power cord
1084 | SDC | Monitor | 1084 | MEC 1000 | AQ15154754 | 2011-08-11 | Biomedical | Biomedical | Biomedical | Biomedical | Mindray |  | 2016-09-08 | 2017-03-08 | 2016-06-14 | 2017-06-13 |  | 65000 | ECG, SPO2, NIBP and Power cord
1085 | SDC | Monitor | 1085 | MEC 1000 | AQ15154797 | 2011-08-11 | Biomedical | Biomedical | Biomedical | Biomedical | Mindray |  | 2016-09-08 | 2017-03-08 | 2016-06-14 | 2017-06-13 |  | 65000 | ECG, SPO2, NIBP and Power cord
1086 | SDC | Monitor | 1086 | MEC 1000 | AQ15154806 | 2011-08-11 | Biomedical | Biomedical | Biomedical | Biomedical | Mindray |  | 2016-09-08 | 2017-03-08 | 2016-06-14 | 2017-06-13 |  | 65000 | ECG, SPO2, NIBP and Power cord
1087 | SDC | Patient Warmer | 1087 | Equator | S10004815 | 2011-10-28 | Biomedical | Biomedical | Biomedical | Biomedical | Smiths |  | 2017-01-02 | 2017-07-02 | 2017-01-02 | 2018-01-01 |  | 90000 | Power cord
1088 | HD II | Monitor | 1088 | Mec-2000 | CV7C100282 | 2007-12-20 | Biomedical | Biomedical | Biomedical | Biomedical | Mindray |  | 2016-09-08 | 2017-03-08 | 2016-06-14 | 2017-06-13 |  | 72500 | ECG, SPO2, NIBP and Power cord | 92POR0000221 | 2007-11-10
1089 | HD II | Monitor | 1089 | Mec-2000 | CV93101334 | 2009-04-21 | Biomedical | Biomedical | Biomedical | Biomedical | Mindray |  | 2016-09-08 | 2017-03-08 | 2016-06-14 | 2017-06-13 |  | 153847 | ECG, SPO2, NIBP, IBP, ETCO2 and Power cord | 92POR0000447 | 2008-05-12
1090 | HD II | Monitor | 1090 | MP 20 Junior | DE50405793 | 2005-07-16 | CMC | 2016-04-01 | 2017-03-31 | 17178.0546 | Philips |  | 2016-09-07 | 2017-03-07 | 2016-03-07 | 2017-03-06 |  | 140000 | ECG, SPO2, NIBP and Power cord
1091 | HD II | Monitor | 1091 | MEC-1000 | AQ15154748 | 2011-08-11 | Biomedical | Biomedical | Biomedical | Biomedical | Mindray |  | 2016-09-08 | 2017-03-08 | 2016-06-14 | 2017-06-13 |  | 70000 | ECG, SPO2, NIBP and Power cord
1092 | HD II | Monitor | 1092 | M-1000 | AQ23168984 | 2001-01-01 | Biomedical | Biomedical | Biomedical | Biomedical | Mediaid |  | 2016-09-08 | 2017-03-08 | 2016-06-14 | 2017-06-13 |  | 51975 | ECG, SPO2, NIBP and Power cord |  | 2001-01-01
1093 | HD II | Monitor | 1093 | Mec-2000 | CV7C100278 | 2007-12-20 | Biomedical | Biomedical | Biomedical | Biomedical | Mindray |  | 2016-09-08 | 2017-03-08 | 2016-06-14 | 2017-06-13 |  | 72500 | ECG, SPO2, NIBP and Power cord | 92POR0000221 | 2007-11-10
1094 | HD II | Monitor | 1094 | G-30 | CN32709631 | 31/12/2013 | Biomedical | Biomedical | Biomedical | Biomedical | Goldway |  | 2016-09-07 | 2017-03-07 | 2016-03-07 | 2017-03-06 |  | 78000 | ECG, SPO2, NIBP and Power cord | 82140009209 | 2013-10-23
1095 | HD II | ECG Machine | 1095 | TC-20 | CN21608673 | 2010-12-01 | Biomedical | Biomedical | Biomedical | Biomedical | Philips |  | 2017-02-28 | 2017-08-28 | 2017-02-28 | 2018-02-27 |  | 125000 | 10 lead ECG cable and Power cord
1096 | HD II | Syringe pump | 1096 | Compact | 174621 | 2007-09-01 | Biomedical | Biomedical | Biomedical | Biomedical | B Braun |  | 2017-01-02 | 2017-07-02 | 2017-01-02 | 2018-01-01 |  | 30000 | Power cord
1097 | HD II | Syringe pump | 1097 | Injectomat Agilia | 20402077 | 2009-03-02 | Biomedical | Biomedical | Biomedical | Biomedical | Fresenius Kabi |  | 2016-10-23 | 2017-04-23 | 2016-10-23 | 2017-10-22 |  | 24600 | Power cord
1098 | HD II | Syringe pump | 1098 | Compact | 190650 | 26/7/2013 | Biomedical | Biomedical | Biomedical | Biomedical | B Braun |  | 2016-10-23 | 2017-04-23 | 2016-10-23 | 2017-10-22 |  | 30000 | Power cord
1099 | HD II | Syringe Pump | 1099 | Compact | 59607 | 26/7/2013 | Biomedical | Biomedical | Biomedical | Biomedical | B Braun |  | 2016-10-23 | 2017-04-23 | 2016-10-23 | 2017-10-22 |  | 30000 | Power cord
1100 | HD II | Defibrillator with Pacer | 1100 | Heart Start XL | US00470145 | 2009-04-13 | CMC | 2016-04-01 | 2017-03-31 | 15543.2672 | Philips |  | 2016-09-10 | 2017-03-10 | 2016-10-23 | 2017-10-22 |  | 250000 | 3 lead ECG CABLE, External Paddles and Power cord | 92POR0000429 | 2008-10-21
1101 | HD II | Infusion Pump | 1101 | Infusomat P | 52785 | 2009-05-25 | Biomedical | Biomedical | Biomedical | Biomedical | B Braun |  | 2016-10-23 | 2017-04-23 | 2016-10-23 | 2017-10-22 |  | 50000 | Power cord
1102 | HD II | Infusion Pump | 1102 | Optima VS | 20011306 | 2010-09-09 | Biomedical | Biomedical | Biomedical | Biomedical | Fresenius Kabi |  | 2016-10-23 | 2017-04-23 | 2016-10-23 | 2017-10-22 |  | 50000 | Power cord
1103 | HD II | Infusion Pump | 1103 | Infusomat P | 20492 | 2007-12-01 | Biomedical | Biomedical | Biomedical | Biomedical | B Braun |  | 2016-10-23 | 2017-04-23 | 2016-10-23 | 2017-10-22 |  | 37540 | Power cord
1104 | HD II | Infusion Pump | 1104 | Infusomat P | 100797 | 2007-12-01 | Biomedical | Biomedical | Biomedical | Biomedical | B Braun |  | 2016-10-23 | 2017-04-23 | 2016-10-23 | 2017-10-22 |  | 37540 | Power cord
1105 | HD II | Infusion Pump | 1105 | Infusomat P | 83989 | 2001-01-01 | Biomedical | Biomedical | Biomedical | Biomedical | B Braun |  | 2016-10-23 | 2017-04-23 | 2016-10-23 | 2017-10-22 | Present in HDU-II | 43788 | Power cord |  | 2001-01-01
1106 | HD II | Bipap Machine | 1106 | Harmony | 6027643 | 2011-08-19 | Biomedical | Biomedical | Biomedical | Biomedical | Respironics |  | 2016-11-15 | 2017-05-14 | 2016-05-14 | 2017-05-13 |  | 80000 | Power cord
1107 | CTH | Syringe pump | 1107 | Compact | 204562 | 2014-12-22 | Biomedical | Biomedical | Biomedical | Biomedical | B Braun |  | 2017-01-05 | 2017-07-05 | 2017-01-05 | 2018-01-04 |  | 32550 | Power cord | 15140005849 | 18/8/2014
1108 | NSD | Syringe pump | 1108 | Compact | 204342 | 2014-12-22 | Biomedical | Biomedical | Biomedical | Biomedical | B Braun |  | 2017-01-02 | 2017-07-02 | 2017-01-02 | 2018-01-01 |  | 32550 | Power cord | 15140005849 | 18/8/2014
1109 | NSD | Syringe pump | 1109 | Compact | 204379 | 2015-06-15 | Biomedical | Biomedical | Biomedical | Biomedical | B Braun |  | 2017-01-02 | 2017-07-02 | 2017-01-02 | 2018-01-01 |  | 32550 | Power cord | 15140005849 | 18/8/2014
1109 | NSD | Syringe pump | 1110 | Compact | 204595 | 2014-12-22 | Biomedical | Biomedical | Biomedical | Biomedical | B Braun |  | 2017-01-02 | 2017-07-02 | 2017-01-02 | 2018-01-01 |  | 32550 | Power cord | 15140005849 | 18/8/2014
1109 | NSD | Syringe pump | 1111 | Compact | 204560 | 2015-06-15 | Biomedical | Biomedical | Biomedical | Biomedical | B Braun |  | 2017-01-02 | 2017-07-02 | 2017-01-02 | 2018-01-01 |  | 32550 | Power cord | 15140005849 | 18/8/2014
1109 | NSD | Syringe pump | 1112 | Compact | 204592 | 2013-09-10 | Biomedical | Biomedical | Biomedical | Biomedical | B Braun |  | 2017-01-02 | 2017-07-02 | 2017-01-02 | 2018-01-01 |  | 32550 | Power cord | 15140005849 | 18/8/2014
1109 | NSD | Syringe pump | 1113 | Compact | 204562 | 2013-09-10 | Biomedical | Biomedical | Biomedical | Biomedical | B Braun |  | 2017-01-02 | 2017-07-02 | 2017-01-02 | 2018-01-01 |  | 32550 | Power cord | 15140005849 | 18/8/2014
1109 | NSD | Infusion Pump | 1114 | Compact | 97688 | 2015-06-15 | Biomedical | Biomedical | Biomedical | Biomedical | B Braun |  | 2017-01-02 | 2017-07-02 | 2017-01-02 | 2018-01-01 |  | 45000 | Power cord | 15140005849 | 18/8/2014
1114 | NSD | Infusion Pump | 1115 | Compact | 97686 | 2014-10-03 | Biomedical | Biomedical | Biomedical | Biomedical | B Braun |  | 2017-01-02 | 2017-07-02 | 2017-01-02 | 2018-01-01 |  | 45000 | Power cord | 15140005849 | 18/8/2014
1115 | NSD | Monitor | 1116 | Mec-2000 | CV7C100276 | 2007-12-20 | Biomedical | Biomedical | Biomedical | Biomedical | Mindray |  | 2016-09-08 | 2017-03-08 | 2016-06-14 | 2017-06-13 |  | 72500 | ECG, SPO2, NIBP and Power cord | 92POR0000221 | 2007-11-10
1116 | NSD | Monitor | 1117 | Mec-2000 | CV96181572 | 2007-12-20 | Biomedical | Biomedical | Biomedical | Biomedical | Mindray |  | 2016-09-08 | 2017-03-08 | 2016-06-14 | 2017-06-13 |  | 72500 | ECG, SPO2, NIBP and Power cord | 92POR0000221 | 2007-11-10
1117 | NSD | Monitor | 1118 | Mec-2000 | CV7C100285 | 2007-12-20 | Biomedical | Biomedical | Biomedical | Biomedical | Mindray |  | 2016-09-08 | 2017-03-08 | 2016-06-14 | 2017-06-13 | NSSD | 72500 | ECG, SPO2, NIBP and Power cord | 92POR0000196 | 2007-10-11
1118 | NSD | Monitor | 1119 | M-1000 | AQ67B7992 | 2006-11-23 | Biomedical | Biomedical | Biomedical | Biomedical | Mediaid |  | 2016-09-08 | 2017-03-08 | 2016-06-14 | 2017-06-13 | NSSD | 91950 | ECG, SPO2, NIBP and Power cord | 18POR0068741 | 2006-08-25
1119 | NSD | Monitor | 1120 | M-1000 | AQ23169026 | 2001-01-01 | Biomedical | Biomedical | Biomedical | Biomedical | Mediaid |  | 2016-09-08 | 2017-03-08 | 2016-06-14 | 2017-06-13 | NSSD | 91950 | ECG, SPO2, NIBP and Power cord | 18POR0068741
1120 | NSD | Monitor | 1121 | M-1000 | AQ23168861 | 2001-01-01 | Biomedical | Biomedical | Biomedical | Biomedical | Mediaid |  | 2016-09-08 | 2017-03-08 | 2016-06-14 | 2017-06-13 |  | 51975 | ECG, SPO2, NIBP and Power cord |  | 2001-01-01
1121 | NSD | Monitor | 1122 | G-30 | CN32714108 | 2015-01-19 | Biomedical | Biomedical | Biomedical | Biomedical | Goldway |  | 2016-09-07 | 2017-03-07 | 2016-03-07 | 2017-03-06 | Present in ER | 80000 | ECG, SPO2, NIBP and Power cord | 15140004929 | 30/7/2014
1122 | NSD | Defibrilator | 1123 | DFM-100 | CN32600075 | 2014-09-12 | Biomedical | Biomedical | Biomedical | Biomedical | Philips |  | 2016-09-08 | 2017-03-08 | 2016-03-08 | 2017-03-07 |  | 180000 | 3 lead ECG CABLE, External paddles and Power cord | 15140006719 | 2014-09-03
1123 | NSS | Defibrillator (408 NS) | 1124 | Heart Start XL | US00440339 | 2006-03-07 | CMC | 2016-04-01 | 2017-03-31 | 15543.2672 | Philips |  | 2016-09-08 | 2017-03-08 | 2016-03-08 | 2017-03-07 |  | 250000 | 3 lead ECG CABLE, External paddles and Power cord | Inv no-950116938 | 2001-01-01
1124 | NSS | Defibrillator (508 NS) | 1125 | Heart Start XL | US00231829 | 2005-03-26 | CMC | 2016-04-01 | 2017-03-31 | 15543.2672 | Philips |  | 2016-09-08 | 2017-03-08 | 2016-03-08 | 2017-03-07 |  | 175000 | 3 lead ECG CABLE, External paddles and Power cord |  | 2001-01-01
1125 | NSS | Defibrillator | 1126 | Heart Start XL | US00231825 | 2005-03-26 | CMC | 2016-04-01 | 2017-03-31 | 15543.2672 | Philips |  | 2016-09-08 | 2017-03-08 | 2016-03-08 | 2017-03-07 |  | 175000 | 3 lead ECG CABLE, External paddles and Power cord
1126 | NSS | Infusion Pump | 1127 | Optima VS | 20041823 | 2008-10-11 | Biomedical | Biomedical | Biomedical | Biomedical | Fresenius Kabi |  | 2016-10-23 | 2017-04-23 | 2016-10-23 | 2017-10-22 |  | 48060 | Power cord | 92POR000259 | 2007-12-27
1127 | NSS | Infusion Pump | 1128 |  | 83992 | 2012-12-13 | Biomedical | Biomedical | Biomedical | Biomedical |  |  | 2017-01-02 | 2017-07-02 | 2017-01-02 | 2018-01-01 |  | 48060 | Power cord
1128 | NSS | infusion pump | 1129 | Optima VS | 20011305 | 2001-01-01 | Biomedical | Biomedical | Biomedical | Biomedical | Fresenius Kabi |  | 2016-10-23 | 2017-04-23 | 2016-10-23 | 2017-10-22 |  | 48060 | Power cord |  | 2001-01-01
1129 | NSS | Infusion Pump | 1130 | Optima VS | 20041816 | 2009-03-25 | Biomedical | Biomedical | Biomedical | Biomedical | Fresenius Kabi |  | 2016-10-23 | 2017-04-23 | 2016-10-23 | 2017-10-22 |  | 48060 | Power cord
1130 | NSS | Infusion Pump | 1131 | Infusomat | 2343 | 2001-01-01 | Biomedical | Biomedical | Biomedical | Biomedical | B Braun |  | 2017-01-02 | 2017-07-02 | 2017-01-02 | 2018-01-01 |  | 48060 | Power cord
1131 | NSS | Infusion Pump | 1132 | Infusomat | 52738 | 2009-05-25 | Biomedical | Biomedical | Biomedical | Biomedical | B Braun |  | 2017-01-02 | 2017-07-02 | 2017-01-02 | 2018-01-01 |  | 48060 | Power cord
1132 | NSS | Syringe Pump | 1133 | Injectomat Agilia | 19710559 | 2008-10-06 | Biomedical | Biomedical | Biomedical | Biomedical | Fresenius Kabi |  | 2016-10-23 | 2017-04-23 | 2016-10-23 | 2017-10-22 | Present in 323 N/S | 25640 | Power cord | 92POR0000258 | 2007-12-27
1133 | NSS | Syringe pump | 1134 | Injectomat Agilia | 20015823 | 2009-08-26 | Biomedical | Biomedical | Biomedical | Biomedical | Fresenius Kabi |  | 2016-10-23 | 2017-04-23 | 2016-10-23 | 2017-10-22 |  | 25640 | Power cord |  | 2009-08-26
1134 | NSS | Syringe pump | 1135 | Compact | 174670 | 2012-12-13 | Biomedical | Biomedical | Biomedical | Biomedical | B Braun |  | 2017-01-02 | 2017-07-02 | 2017-01-02 | 2018-01-01 |  | 30000 | Power cord
1135 | NSS | Syringe pump | 1136 | Compact | 174606 | 2012-12-13 | Biomedical | Biomedical | Biomedical | Biomedical | B Braun |  | 2017-01-02 | 2017-07-02 | 2017-01-02 | 2018-01-01 |  | 30000 | Power cord
1136 | NSS | Syringe pump | 1137 | Compact | 174715 | 2012-12-13 | Biomedical | Biomedical | Biomedical | Biomedical | B Braun |  | 2017-01-02 | 2017-07-02 | 2017-01-02 | 2018-01-01 |  | 30000 | Power cord
1137 | NSS | Syringe pump | 1138 | Compact | 174681 | 2012-12-13 | Biomedical | Biomedical | Biomedical | Biomedical | B Braun |  | 2017-01-02 | 2017-07-02 | 2017-01-02 | 2018-01-01 |  | 30000 | Power cord
1138 | NSS | Monitor (323 NS) | 1139 | M-1000 | AQ23168862 | 2012-11-09 | Biomedical | Biomedical | Biomedical | Biomedical | Mediaid |  | 2016-09-08 | 2017-03-08 | 2016-06-14 | 2017-06-13 |  | 51975 | ECG,SPO2,NIBP and Power cord |  | 2001-01-01
1139 | NSS | Bipap Machine | 1140 | Harmony | 6028026 | 2013-10-03 | Biomedical | Biomedical | Biomedical | Biomedical | Respironics |  | 2016-11-15 | 2017-05-14 | 2016-05-14 | 2017-05-13 |  | 80000 | Power cord | 82140008927 | 2013-09-28
1140 | NSS | Bipap Macine (635 NS) | 1141 | Harmony | 6038560 | 2013-10-03 | Biomedical | Biomedical | Biomedical | Biomedical | Respironics |  | 2016-11-15 | 2017-05-14 | 2016-05-14 | 2017-05-13 |  | 80000 | Power cord
1141 | NSS | Bipap Macine (523 NS) | 1142 | Harmony | 6027647 | 2013-10-03 | Biomedical | Biomedical | Biomedical | Biomedical | Respironics |  | 2016-11-15 | 2017-05-14 | 2016-05-14 | 2017-05-13 |  | 80000 | Power cord
1142 | NSS | Bipap Macine (608 NS) | 1143 | Harmony | 6038607 | 2013-10-03 | Biomedical | Biomedical | Biomedical | Biomedical | Respironics |  | 2016-11-15 | 2017-05-14 | 2016-05-14 | 2017-05-13 |  | 80000 | Power cord
1143 | NSS | ECG Machine ( 635 NS) | 1144 | TC-20 | CN21608674 |  | Biomedical | Biomedical | Biomedical | Biomedical | Philips |  | 2017-02-28 | 2017-08-28 | 2017-02-28 | 2018-02-27 |  |  | Power cord
1144 | CSD | Sterilizer | 1145 |  | 418 | 2003-12-28 | AMC | 2016-04-01 | 2017-03-31 | 27000 | Mediquip |  | 2017-01-27 | 2017-07-27 | 2016-08-23 | 2017-08-22 |  |  | Double door, High pressure, horizontal
1145 | CSD | Plasma Sterilizer | 1146 | 100NX | 10411600-29 | 2016-06-24 | Warrenty | 2016-06-24 | 2018-06-23 | warrenty | Sterrad |  | 2017-01-06 | 2017-07-06 | 2017-01-06 | 2018-01-05 |  |  | Pressure guage
1146 | CSD | Sterilizer | 1147 | DDRHHP | 554 | 2011-06-17 | AMC | 2016-04-01 | 2017-03-31 | 27000 | Mediquip |  | 2017-01-27 | 2017-07-27 | 2016-08-23 | 2017-08-22 |  |  | Micro Processor Auto Control Panel. Thermograp
1147 | CSD | Hot air oven | 1148 | Memmert | 1602 | 2016-04-12 | Warrenty | 2016-04-12 | 2018-03-11 | warrenty | Rotek |  |  |  | 2016-04-12 | 2017-04-11 |  |  | Power cord
1148 | CSD | Ultrasonic cleaner | 1149 | EN-150-US | 2K1601007 | 2016-04-12 | Warrenty | 2016-04-12 | 2018-04-11 | Warrenty | Enertech |  |  |  | 2016-04-12 | 2017-04-11 |  |  | Power cord
1149 | AMB | Patient monitor | 1150 | MX 430 | DE54800840 | 2016-05-24 | Warrenty | 2016-05-24 | 2017-05-23 | Warrenty | Philips |  | 2016-11-21 | 2017-05-21 | 2016-05-24 | 2017-05-23 |  | 245000 | ECG,SPO2,NIBP and Power cord
1150 | AMB | Patient monitor | 1151 | C3 | USC3006203 |  | Biomedical | Biomedical | Biomedical | Biomedical | Philips |  | 2016-09-08 | 2017-03-08 | 2016-03-07 | 2017-03-06 |  |  | ECG,SPO2,NIBP and Power cord
1151 | AMB | Syringe pump | 1152 | Injectomat | 19983442 | 2004-01-24 | Biomedical | Biomedical | Biomedical | Biomedical | Fresenius Kabi |  | 2016-10-23 | 2017-04-23 | 2016-10-23 | 2017-10-22 |  | 24600 | Power cord
1152 | AMB | Syringe pump | 1153 | Injectomat | 19983445 | 2004-01-24 | Biomedical | Biomedical | Biomedical | Biomedical | Fresenius Kabi |  | 2016-10-23 | 2017-04-23 | 2016-10-23 | 2017-10-22 |  | 24600 | Power cord
1153 | AMB | Syringe pump | 1154 | Injectomat | 20015914 | 2005-05-20 | Biomedical | Biomedical | Biomedical | Biomedical | Fresenius Kabi |  | 2016-10-23 | 2017-04-23 | 2016-10-23 | 2017-10-22 |  | 24600 | Power cord
1154 | AMB | Syringe pump | 1155 | Injectomat | 20402091 | 2008-10-21 | Biomedical | Biomedical | Biomedical | Biomedical | Fresenius Kabi |  | 2016-10-23 | 2017-04-23 | 2016-10-23 | 2017-10-22 |  | 28000 | Power cord
1155 | AMB | Syringe pump | 1156 | Perfusor compact | 222315 | 2016-05-04 | Warrenty | 2016-05-04 | 2021-05-03 | warrenty | B Braun |  | 2017-01-05 | 2017-07-05 | 2017-01-05 | 2018-01-04 |  | 28000 | Power cord
1156 | AMB | Syringe pump | 1157 | Perfusor compact | 222291 | 2016-05-05 | Warrenty | 2016-05-04 | 2021-05-03 | warrenty | B Braun |  | 2017-01-05 | 2017-07-05 | 2017-01-05 | 2018-01-04 |  | 28000 | Power cord
1157 | AMB | Syringe pump | 1158 | Perfusor compact | 222293 | 2016-05-05 | Warrenty | 2016-05-04 | 2021-05-03 | warrenty | B Braun |  | 2017-01-05 | 2017-07-05 | 2017-01-05 | 2018-01-04 |  | 28000 | Power cord
1158 | AMB | Defibrillator | 1159 | DFM-100 | CN32600276 | 2015-07-30 | Biomedical | Biomedical | Biomedical | Biomedical | Philips |  | 2016-09-10 | 2017-03-10 | 2016-03-09 | 2017-03-08 |  | 180000 | 3 lead ECG cable, external paddles and Power cord
1159 | AMB | Defibrillator | 1160 | DFM-100 | CN32605111 | 2016-06-09 | Warrenty | 2016-06-09 | 2017-06-08 | Warrenty | Philips |  | 2016-09-10 | 2017-03-10 | 2016-03-09 | 2017-03-08 |  | 180000 | 3 lead ECG cable, external paddles and Power cord
1160 | AMB | Portable Suction | 1161 | NA | BME001 | 2001-01-01 | Biomedical | Biomedical | Biomedical | Biomedical | Alpha |  | 2016-09-10 | 2017-03-10 | 2016-10-19 | 2017-10-18 |  |  | Power cord
1161 | AMB | Portable suction | 1162 | NA | 1690181 | 2001-01-02 | Biomedical | Biomedical | Biomedical | Biomedical | Alpha |  | 2016-09-10 | 2017-03-10 | 2016-10-19 | 2017-10-18 |  |  | Power cord
1162 | AMB | Ventilator | 1163 | Flight 60 | NA | 2001-01-03 | Biomedical | Biomedical | Biomedical | Biomedical |  |  | 2016-09-10 | 2017-03-10 | 2016-03-10 | 2017-03-09 |  |  | Power cord
1163 | AMB | Ventilator | 1164 | NA | NA | 2001-01-04 | Biomedical | Biomedical | Biomedical | Biomedical | Parapac |  | 2016-09-10 | 2017-03-10 | 2016-03-10 | 2017-03-09 |  |  | Power cord
1164 | BLB | Centrifuge | 1165 | R -8C | ZCIN-24963 | 2016-09-28 | Biomedical | Biomedical | Biomedical | Biomedical | Remi |  | 2016-09-28 | 2016-03-27 | 2016-09-28 | 2017-09-27
1165 | BLB | Water Bath | 1166 | Narang scientific | 51746 | 2002-04-08 | Biomedical | Biomedical | Biomedical | Biomedical | NSW India |  | 2017-02-15 | 2017-08-14 | 2016-08-11 | 2017-08-10
1166 | BLB | Rotary Shaker | 1167 | RS12 | FNCM 770 | 2002-04-09 | Biomedical | Biomedical | Biomedical | Biomedical | Remi |  |  |  | 2017-02-10 | 2017-08-09
1167 | BLB | Microscope | 1168 | CXR11 |  | 2001-01-01 | Biomedical | Biomedical | Biomedical | Biomedical | Labomed |  | 2017-02-15 | 2017-08-14 | Not required | Not required
1168 | BLB | Blood Storage Refrigerator | 1169 | BR-120 | BDI 2466 | 2002-04-08 | Biomedical | Biomedical | Biomedical | Biomedical | Remi |  | 2017-02-10 | 2017-08-09 | 2016-08-11 | 2017-02-10
1169 | BLB | Blood Storage Refrigerator | 1170 | BR-120 | BDI-1811 | 2006-10-01 | Biomedical | Biomedical | Biomedical | Biomedical | Remi |  | 2017-02-10 | 2017-08-09 | 2016-08-11 | 2017-02-10
1170 | BLB | Blood Collection Monitor | 1171 | D-601 | 712210 | 2007-12-24 | Biomedical | Biomedical | Biomedical | Biomedical | Terumo penpol |  | Not required | Not required | 2016-09-28 | 2017-03-27
1171 | BLB | Blood Bag Tube Sealer | 1172 | XS1010 | 10021204 | 2010-10-19 | Biomedical | Biomedical | Biomedical | Biomedical | Terumo penpol |  | Not required | Not required | 2016-09-28 | 2017-03-27
1172 | BLB | Colorimeter | 1173 | CL-157 | 9531 | 2010-08-05 | Biomedical | Biomedical | Biomedical | Biomedical | Elico |  | Not required | Not required
1173 | BLB | Laminar Flow | 1174 | WHL-4000GE | 10110227HL230 | 2011-02-18 | Biomedical | Biomedical | Biomedical | Biomedical | Whitenair |  | 2017-02-15 | 2017-08-14 | 2016-11-03 | 2017-11-02
1174 | BLB | Sterile connecting device | 1175 | TSCD-II | 1007014 | 2011-03-03 | Biomedical | Biomedical | Biomedical | Biomedical | Terumo penpol |  | Not required | Not required | 2016-09-28 | 2017-03-27
1175 | BLB | CMS | 1176 | IM2000 | 1660511 | 2011-05-03 | Biomedical | Biomedical | Biomedical | Biomedical | Ajinkya |  | 2017-02-10 | 2017-08-09 | 2017-02-16 | 2018-02-15 |  |  | 16 channel-12 Sensors
1176 | BLB | Cell Counter 3 Part | 1177 | XP 100 | A1105 | 2013-01-29 | AMC | 2017-04-01 | 2018-03-31 | 16000 | Transasia(sysmex) |  | 2017-02-02 | 2017-08-02 | 2017-02-02 | 2018-02-01 |  | 2015-04-01
1177 | BLB | Centrifuge | 1178 | R-8CBL | GGLC-8764 | 2013-08-14 | Biomedical | Biomedical | Biomedical | Biomedical | Remi |  | Not required | Not required | 2017-02-10 | 2017-08-09 |  | 2014-12-15
1178 | BLB | Hemoque | 1179 | HB 20+ | 1248013052 | 2013-10-31 | Biomedical | Biomedical | Biomedical | Biomedical | Paradigm medivision PVT LTD |  | Not required | Not required | 2017-02-10 | 2017-08-09 |  | 2014-12-15
1179 | BLB | Platelet Incubator | 1180 | PI-200 | 1407856 | 2014-12-15 | Biomedical | Biomedical | Biomedical | Biomedical | Terumo penpol |  | Not required | Not required | 2016-09-28 | 2017-03-27 |  | 2014-12-15
1180 | BLB | Cryo Bath | 1181 | CB100 | 1406314 | 2014-12-15 | Biomedical | Biomedical | Biomedical | Biomedical | Terumo penpol |  | Not required | Not required | 2016-09-28 | 2017-03-27 |  | 2014-12-15
1181 | BLB | Blood Collection Monitor | 1182 | D601 | 14051768 | 2014-12-15 | Biomedical | Biomedical | Biomedical | Biomedical | Terumo penpol |  | Not required | Not required | 2016-09-28 | 2017-03-27 |  | 2014-12-15
1182 | BLB | Plasma Expressor` | 1183 | Intelligent Express E-300 | 1405554 | 2014-12-15 | Biomedical | Biomedical | Biomedical | Biomedical | Terumo penpol |  | Not required | Not required | 2016-09-28 | 2017-03-27
1183 | BLB | Tube sealer | 1184 | XS1010 | 14053043 | 2014-12-16 | Biomedical | Biomedical | Biomedical | Biomedical | Terumo penpol |  | Not required | Not required | 2016-09-28 | 2017-03-27 |  | 2014-12-15
1184 | BLB | Tube sealer | 1185 | XS1010 | 11021636 | 2014-12-17 | Biomedical | Biomedical | Biomedical | Biomedical | Terumo penpol |  | Not required | Not required | 2016-09-28 | 2017-03-27 |  | 2014-12-15
1185 | BLB | Deep Freezer (-40 degree) | 1186 | DF40U | 1407382 | 2014-12-18 | Biomedical | Biomedical | Biomedical | Biomedical | Terumo penpol |  | Not required | Not required | 2016-09-28 | 2017-03-27 |  | 2014-12-15
1186 | BLB | Deep Freezer (-80 degree) | 1187 | DF80U | 1406273 | 2014-12-19 | Biomedical | Biomedical | Biomedical | Biomedical | Terumo penpol |  | Not required | Not required | 2016-08-25 | 2017-02-24 |  | 2014-12-15
1187 | BLB | Blood Weighing Scale | 1188 | CS-300 | 1211385 | 2014-12-20 | Biomedical | Biomedical | Biomedical | Biomedical | Terumo penpol |  | Not required | Not required | 2016-09-28 | 2017-03-27 |  | 2014-12-15
1188 | BLB | Blood Bank Refrigirator(300 Bags) | 1189 | BBR-600G | 1408348 | 2014-12-21 | Biomedical | Biomedical | Biomedical | Biomedical | Terumo penpol |  | Not required | Not required | 2016-09-28 | 2017-03-27
1189 | BLB | Blood Bank Refrigirator(300 Bags) | 1190 | BBR-600C | 1403334 | 2014-12-22 | Biomedical | Biomedical | Biomedical | Biomedical | Terumo penpol |  | Not required | Not required | 2016-09-28 | 2017-03-27
1190 | BLB | Cooling CentrifugE | 1191 | MP6000R | CAC-555 | 2014-12-23 | Biomedical | Biomedical | Biomedical | Biomedical | Eitek |  | 2017-02-10 | 2017-08-09 | 2017-02-10 | 2017-08-09
1191 | BLB | PH Meter | 1192 | DPH-500 | 135000011 | 2014-12-24 | Biomedical | Biomedical | Biomedical | Biomedical | Global electronics |  | Not required | Not required | 2017-02-10 | 2017-08-09
1192 | BLB | Coagulation Analyser | 1193 | C1 | C1-12345 | 2015-02-02 | Biomedical | Biomedical | Biomedical | Biomedical | Helena |  | Not required | Not required | 2017-02-10 | 2017-08-09
1193 | BLB | Double pan Weighimg Scale | 1194 | CBZ50PLUS | KHCM2148 | 2015-02-02 | Biomedical | Biomedical | Biomedical | Biomedical | Remi |  | Not required | Not required | 2016-04-07 | 2017-04-06
1194 | BLB | Donor couch | 1195 | Dzire3X | ZBAT00482 | 2015-02-02 | Biomedical | Biomedical | Biomedical | Biomedical | Remi |  | 2016-12-12 | 2017-06-12 | Not required | Not required
1195 | BLB | Centrifuge | 1196 | 12SII | 1003469 | 2015-02-02 | Biomedical | Biomedical | Biomedical | Biomedical | Diamed |  | 2016-12-15 | 2017-06-14 | 2016-12-15 | 2017-12-14
1196 | BLB | Incubator | 1197 | 3751 | 2001543 | 2015-02-02 | Biomedical | Biomedical | Biomedical | Biomedical | Diamed |  | 2016-12-15 | 2017-06-14 | 2016-12-15 | 2017-12-14
1197 | BLB | Blood Bank Refrigirator | 1198 | BBR600G | 201604508 | 2015-02-02 | Biomedical | Biomedical | Biomedical | Biomedical | Terumo penpol |  | Not required | Not required | 2016-07-05 | 2017-07-04
1198 | BLB | ID Reader | 1199 | Banjo | 2748 | 2015-02-02 | Biomedical | Biomedical | Biomedical | Biomedical | Diamed |  | 2016-12-15 | 2017-06-14 | 2016-12-15 | 2017-12-14
1199 | BLB | Automated Blood Collection System | 1200 | Trima accel | LPN777398062 | 2015-02-02 | Biomedical | Biomedical | Biomedical | Biomedical | Terma BCT |  | Not required | Not required | 2017-02-10 | 2017-08-09
1200 | BLB | Auto analyser | 1201 | Architect i1000SR | 1SR5041 | 2015-02-02 | Biomedical | Biomedical | Biomedical | Biomedical | Abbott |  | 2017-02-02 | 2017-08-02 | 2016-08-02 | 2017-08-01
1201 | BLB | Donor couch | 1202 | LC-300 | 1504061 | 2015-02-02 | Biomedical | Biomedical | Biomedical | Biomedical | Terumo penpol |  | 2016-12-12 | 2017-06-12 | Not required | Not required
1202 | BLB | Donor couch | 1203 | LC-300 | 1501046 | 2015-02-02 | Biomedical | Biomedical | Biomedical | Biomedical | Terumo penpol |  | 2016-12-12 | 2017-06-12 | Not required | Not required
1203 | BLB | Incubator | 1204 |  | 28461 | 2015-02-02 | Biomedical | Biomedical | Biomedical | Biomedical | Narang scientific |  | 2017-02-15 | 2017-08-14 | 2016-08-11 | 2017-08-10
1204 | BLB | Blood mixer | 1205 |  | SR-20-A-3911 | 2015-02-02 | Biomedical | Biomedical | Biomedical | Biomedical | Terumo penpol |  | 2017-02-02 | 2017-08-02 | 2017-02-02 | 2018-02-01
1205 | BLB | Blood Storage Refrigerator | 1206 | BBR 300 | 1107345 | 2015-02-02 | Biomedical | Biomedical | Biomedical | Biomedical | Terumo penpol |  | Not required | Not required | 2016-09-28 | 2017-03-27
1206 | BLB | Vertical sterilizer | 1207 | VHPSS |  | 2011-04-02 | Biomedical | Biomedical | Biomedical | Biomedical | Sathya medical systems |  | Not required | Not required | 2016-03-18 | 2017-03-17
1207 | CTH | Anesthesia Machine | 1208 | Carestation 30 | MF17035089 | 2017-03-29 | warrenty | 2017-03-29 | 2018-03-28 | warranty | GE |  | 2017-03-29 | 2017-09-29 | 2017-03-29 | 2018-03-28 |  |  | Vaporizer, Gas inlets, Power cord
1208 | PCT | Ventilator | 1209 | servo-I | 85108 | 2017-03-31 | warrenty | 2017-03-31 | 2019-03-30 | Warrenty | Maquet |  | 2017-03-31 | 31-09-2017 | 2017-03-31 | 2018-03-30 |  | 1018690 | Expiratory Casset and Power cord