## Sheet1
Sr. No. | Dept | Equipment Name | Equip. ID (20 DIG CODE) | Equip. model | Serial Number | Date of Instal. | STATUS (A-C-B-W) | Contract From | Contract To | Contract Value | Company Name | Vendor | PMS done | PMS Due | Calibration done date | Calibration due date | Remarks | Eq. Cost (Rupees) | Acesories
1 | CCE | Patient Monitor | RAI-BME-1008-RC-ERC-CCE-01 | MEC 1000 | AQ-88115471 | 2008-10-15 |  |  |  |  | Mindray | [6 empty] | 66000
2 | CCE | Patient Monitor | RAI-BME-1008-RC-ERC-CCE-02 | MEC 1000 | AQ-88115472 | 2008-10-15 |  |  |  |  | Mindray | [6 empty] | 66000
3 | CCE | Patient Monitor | RAI-BME-1008-RC-ERC-CCE-03 | MEC 1000 | AQ-88115473 | 2008-10-15 |  |  |  |  | Mindray | [6 empty] | 66000
4 | CCE | Patient Monitor | RAI-BME-1008-RC-ERC-CCE-04 | MEC 1000 | AQ-88115474 | 2008-10-15 |  |  |  |  | Mindray | [6 empty] | 66000
5 | CCE | Patient Monitor | RAI-BME-0909-RC-ERC-CCE-05 | MEC 1000 | AQ-8A117295 | 2009-09-01 |  |  |  |  | Mindray | [6 empty] | 66000
6 | CCE | Patient Monitor | RAI-BME-0909-RC-ERC-CCE-06 | MEC 1000 | AQ-8A117296 | 2009-09-01 |  |  |  |  | Mindray | [6 empty] | 66000
7 | CCE | Patient Monitor | RAI-BME-0909-RC-ERC-CCE-07 | MEC 1000 | AQ-8A117297 | 2009-09-01 |  |  |  |  | Mindray | [6 empty] | 66000
8 | CCE | Patient Monitor | RAI-BME-0909-RC-ERC-CCE-08 | MEC 1000 | AQ-8A117298 | 2009-09-01 |  |  |  |  | Mindray | [6 empty] | 66000
9 | CCE | Patient Monitor | RAI-BME-0909-RC-ERC-CCE-09 | MEC 1000 | AQ-8A117299 | 2009-09-01 |  |  |  |  | Mindray | [6 empty] | 66000
10 | CCE | Patient Monitor | RAI-BME-0909-RC-ERC-CCE-10 | MEC 1000 | AQ-8A117300 | 2009-09-01 |  |  |  |  | Mindray | [6 empty] | 66000
11 | CCE | Patient Monitor | RAI-BME-0909-RC-ERC-CCE-11 | MEC 1000 | AQ-8A117301 | 2009-09-01 |  |  |  |  | Mindray | [6 empty] | 66000
12 | CCE | Patient Monitor | RAI-BME-0909-RC-ERC-CCE-12 | MEC 1000 | AQ-8A117302 | 2009-09-01 |  |  |  |  | Mindray | [6 empty] | 66000
13 | CCE | Patient Monitor | RAI-BME-0909-RC-ERC-CCE-13 | MEC 1000 | AQ-8A117303 | 2009-09-01 |  |  |  |  | Mindray | [6 empty] | 66000
14 | CCE | Patient Monitor | RAI-BME-0307-RC-ERC-CCE-14 | MEC 2000 | CV-7A100094 | 2007-03-11 |  |  |  |  | Mindray | [6 empty] | 72500
15 | CCE | Syringe Pump | RAI-BME-1107-RC-ERC-CCE-15 | Injectomat Agilia | 19982205 | 2007-11-12 |  |  |  |  | Fresenius Kabi | [6 empty] | 23726
16 | CCE | Syringe Pump | RAI-BME-1107-RC-ERC-CCE-16 | Injectomat Agilia | 19982238 | 2007-11-12 |  |  |  |  | Fresenius Kabi | [6 empty] | 23726
17 | CCE | Syringe Pump | RAI-BME-1107-RC-ERC-CCE-17 | Injectomat Agilia | 19982255 | 2007-11-12 |  |  |  |  | Fresenius Kabi | [6 empty] | 23726
18 | CCE | Syringe Pump | RAI-BME-1107-RC-ERC-CCE-18 | Injectomat Agilia | 19982368 | 2007-11-12 |  |  |  |  | Fresenius Kabi | [6 empty] | 23726
19 | CCE | Syringe Pump | RAI-BME-1107-RC-ERC-CCE-19 | Injectomat Agilia | 19982374 | 2007-11-12 |  |  |  |  | Fresenius Kabi | [6 empty] | 23726
20 | CCE | Infusion Pump | RAI-BME-MMYY-RC-ERC-CCE-20 | Infusomat P | 29688 | NA |  |  |  |  | B Brown | [6 empty] | 45000
21 | CCE | Syringe Pump | RAI-BME-0914-RC-ERC-CCE-21 | Perfusor Compact | 204380 | 2014-09-09 |  |  |  |  | B Brown | [6 empty] | 33075
22 | CCE | ECG Machine | RAI-BME-0309-RC-ERC-CCE-22 | AT-2C | 2011211 | 2009-03-03 | LAB | 2015-04-01 | 2016-03-31 | 3402.2 | Schiller Healthcare | [6 empty] | 59160
23 | TRG | Patient Monitor | RAI-BME-0909-RC-TRG-CCE-01 | MEC 1000 | AQ-8A117304 | 2009-09-01 |  |  |  |  | Mindray | [6 empty] | 66000
24 | TRG | Patient Monitor | RAI-BME-0909-RC-TRG-CCE-02 | MEC 1000 | AQ8A117306 | 2009-09-01 |  |  |  |  | Mindray | [6 empty] | 66000
25 | TRG | Patient Monitor | RAI-BME-0909-RC-TRG-CCE-03 | MEC 1000 | AQ8A117308 | 2009-09-01 |  |  |  |  | Mindray | [6 empty] | 66000
26 | TRG | Patient Monitor | RAI-BME-0909-RC-TRG-CCE-04 | MEC 1000 | AQ8A117309 | 2009-09-01 |  |  |  |  | Mindray | [6 empty] | 66000
27 | TRG | Syringe Pump | RAI-BME-0609-RC-TRG-CCE-05 | Injectomat Agilia | 20347880 | 2009-06-23 |  |  |  |  | Fresenius kabi | [6 empty] | 24980
28 | TRG | Syringe Pump | RAI-BME-0609-RC-TRG-CCE-06 | Injectomat Agilia | 20347881 | 2009-06-23 |  |  |  |  | Fresenius kabi | [6 empty] | 24980
29 | TRG | Syringe Pump | RAI-BME-0609-RC-TRG-CCE-07 | Injectomat Agilia | 20347882 | 2009-06-23 |  |  |  |  | Fresenius kabi | [6 empty] | 24980
30 | TRG | Syringe Pump | RAI-BME-0609-RC-TRG-CCE-08 | Injectomat Agilia | 20347883 | 2009-06-23 |  |  |  |  | Fresenius kabi | [6 empty] | 24980
31 | TRG | Syringe Pump | RAI-BME-0609-RC-TRG-CCE-09 | Injectomat Agilia | 20347884 | 2009-06-23 |  |  |  |  | Fresenius kabi | [6 empty] | 24980
32 | TRG | Pulse oximeter | RAI-BME-1107-RC-TRG-CCE-11 | 3800 | FBX070901585A | 2007-11-12 |  |  |  |  | Datex ohmeda | [6 empty] | 50000
33 | TRG | Triage Meter | RAI-BME-0911-RC-TRG-CCE-12 | Triage Meter | 54807 | 2011-09-03 |  |  |  |  | Alere (Biosyte) | [6 empty] | 264500
34 | TRG | Transport ventilator | RAI-BME-0408-RC-TRG-CCE-40 | 200D | 711356 | 2008-04-10 |  |  |  |  | Parapac 200 DEP | [6 empty] | 296400
35 | TRG | ECG Machine | RAI-BME-1215-RC-TRG-CCE-13 | 9108 | DUTB5L3807 | 2015-12-23 |  |  |  |  | BPL Healthcare | [6 empty] | 84000 | ECG Cable,Bulbs, Clamps, Power cord
36 | TRG | Foetal Doppler | RAI-BME-0916-RC-TRG-CCE-15 | FD9713N (M9713) | DQTB6C 20363 | 2016-09-15 | Warranty (2Yrs) |  |  |  | BPL Healthcare | [6 empty] | 8400 | Doppler probe with Power Adaptor and Rechargable Battery(7.4V 110mAh)
37 | ICU | Patient Monitor | RAI-BME-1209-RC-ICU-CCE-01 | MEC 2000 | CV-99102395 | 2009-12-13 |  |  |  |  | Mindray | [6 empty] | 93000
38 | ICU | Patient Monitor | RAI-BME-1209-RC-ICU-CCE-02 | MEC 2000 | CV-99102398 | 2009-12-13 |  |  |  |  | Mindray | [6 empty] | 93000
39 | ICU | Patient Monitor | RAI-BME-1110-RC-ICU-CCE-03 | MEC 2000 | CV-9B102717 | 2010-11-01 |  |  |  |  | Mindray | [6 empty] | 93000
40 | ICU | Patient Monitor | RAI-BME-1110-RC-ICU-CCE-04 | MEC 2000 | CV-9B102718 | 2010-11-01 |  |  |  |  | Mindray | [6 empty] | 93000
41 | ICU | Patient Monitor | RAI-BME-1110-RC-ICU-CCE-05 | MEC 2000 | CV-9B102719 | 2010-11-01 |  |  |  |  | Mindray | [6 empty] | 93000
42 | ICU | Patient Monitor | RAI-BME-1110-RC-ICU-CCE-06 | MEC 2000 | CV-9B102720 | 2010-11-01 |  |  |  |  | Mindray | [6 empty] | 93000
43 | ICU | Patient Monitor | RAI-BME-1110-RC-ICU-CCE-07 | MEC 2000 | CV-9B102721 | 2010-11-01 |  |  |  |  | Mindray | [6 empty] | 93000
44 | ICU | Defibrilator | RAI-BME-1008-RC-ICU-CCE-08 | Heart start XL | US00465965 | 2008-10-24 | Comp | 2016-04-01 | 2017-03-31 | 17175 | Phillips | [6 empty] | 250000
45 | ICU | Neonatal Warmer | RAI-BME-MMYY-RC-ICU-CCE-09 | Premier | NRU0011606110 | NA |  |  |  |  | Zeal medical | [6 empty] | 44500
46 | ICU | Syringe pump | RAI-BME-1107-RC-ICU-CCE-10 | Injectomat agilia | 19982208 | 2007-11-12 |  |  |  |  | Fresenius kabi | [6 empty] | 23726
47 | ICU | Syringe pump | RAI-BME-1107-RC-ICU-CCE-11 | Injectomat agilia | 19982210 | 2007-11-12 |  |  |  |  | Fresenius kabi | [6 empty] | 23726
48 | ICU | Syringe pump | RAI-BME-1107-RC-ICU-CCE-12 | Injectomat agilia | 19982214 | 2007-11-12 |  |  |  |  | Fresenius kabi | [6 empty] | 23726
49 | ICU | Syringe pump | RAI-BME-1107-RC-ICU-CCE-13 | Injectomat agilia | 19982220 | 2007-11-12 |  |  |  |  | Fresenius kabi | [6 empty] | 23726
50 | ICU | Syringe pump | RAI-BME-1107-RC-ICU-CCE-14 | Injectomat agilia | 19982252 | 2007-11-12 |  |  |  |  | Fresenius kabi | [6 empty] | 23726
51 | ICU | Syringe pump | RAI-BME-1107-RC-ICU-CCE-15 | Injectomat agilia | 19982254 | 2007-11-12 |  |  |  |  | Fresenius kabi | [6 empty] | 23726
52 | ICU | Syringe pump | RAI-BME-1107-RC-ICU-CCE-16 | Injectomat agilia | 19982258 | 2007-11-12 |  |  |  |  | Fresenius kabi | [6 empty] | 23726
53 | ICU | Syringe pump | RAI-BME-1107-RC-ICU-CCE-17 | Injectomat agilia | 19982359 | 2007-11-12 |  |  |  |  | Fresenius kabi | [6 empty] | 23726
54 | ICU | Syringe pump | RAI-BME-1107-RC-ICU-CCE-18 | Injectomat agilia | 19982361 | 2007-11-12 |  |  |  |  | Fresenius kabi | [6 empty] | 23726
55 | ICU | Syringe pump | RAI-BME-1107-RC-ICU-CCE-19 | Injectomat agilia | 19982366 | 2007-11-12 |  |  |  |  | Fresenius kabi | [6 empty] | 23726
56 | ICU | Syringe pump | RAI-BME-0609-RC-ICU-CCE-20 | Injectomat agilia | 20347870 | 2009-06-23 |  |  |  |  | Fresenius kabi | [6 empty] | 24980
57 | ICU | Syringe pump | RAI-BME-0609-RC-ICU-CCE-21 | Injectomat agilia | 20347871 | 2009-06-23 |  |  |  |  | Fresenius kabi | [6 empty] | 24980
58 | ICU | Syringe pump | RAI-BME-0609-RC-ICU-CCE-22 | Injectomat agilia | 20347872 | 2009-06-23 |  |  |  |  | Fresenius kabi | [6 empty] | 24980
59 | ICU | Syringe pump | RAI-BME-0609-RC-ICU-CCE-23 | Injectomat agilia | 20347873 | 2009-06-23 |  |  |  |  | Fresenius kabi | [6 empty] | 24980
60 | ICU | Syringe pump | RAI-BME-0609-RC-ICU-CCE-24 | Injectomat agilia | 20347874 | 2009-06-23 |  |  |  |  | Fresenius kabi | [6 empty] | 24980
61 | ICU | Ventilator | RAI-BME-1110-RC-ICU-CCE-25 | Servo 'S' | 17787 | 2010-11-12 | Comp | 2016-04-01 | 2017-03-31 | 45294.15 | Maquet | [6 empty] | 715000
62 | ICU | Patient Warmer (Bair Hugger) | RAI-BME-1009-RC-ICU-CCE-26 | 505 | 82974 | 2009-10-29 |  |  |  |  | Arizant Healthcare | [6 empty] | 74880
63 | ICU | ECG machine | RAI-BME-0112-RC-ICU-CCE-27 | TC30 | US91103800 | 2012-01-21 | Comp | 2016-04-01 | 2017-03-31 | 9301.98 | Phillips | [6 empty] | 150000
64 | SIU | Patient Monitor | RAI-BME-0806-RC-SIU-CCE-01 | VM-8 | US61102473 | 2006-08-09 | Comp | 2016-04-01 | 2017-03-31 | 15626.96 | Phillips | [6 empty] | 213000
65 | SIU | Patient Monitor | RAI-BME-1008-RC-SIU-CCE-03 | MEC2000 | CV-88100844 | 2008-10-15 |  |  |  |  | Mindray | [6 empty] | 85000
66 | SIU | Patient Monitor | RAI-BME-1008-RC-SIU-CCE-04 | MEC2000 | CV-88100845 | 2008-10-15 |  |  |  |  | Mindray | [6 empty] | 85000
67 | SIU | Patient Monitor | RAI-BME-1110-RC-SIU-CCE-05 | Mec 2000 | CV-9B102723 | 2010-11-01 |  |  |  |  | Mindray | [6 empty] | 93000
68 | SIU | Patient Monitor | RAI-BME-0806-RC-SIU-CCE-06 | VM-8 | US61102468 | 2006-08-09 | Comp | 2016-04-01 | 2017-03-31 | 15626.96 | Phillips | [6 empty] | 213000
69 | SIU | Patient Monitor | RAI-BME-0307-RC-SIU-CCE-07 | MEC2000 | CV-7A100086 | 2007-03-11 |  |  |  |  | Mindray | [6 empty] | 72500
70 | SIU | Patient Monitor | RAI-BME-0307-RC-SIU-CCE-08 | MEC2000 | CV-7A100098 | 2007-03-11 |  |  |  |  | Mindray | [6 empty] | 72500
71 | SIU | Patient Monitor | RAI-BME-1008-RC-SIU-CCE-09 | MEC2000 | CV-88100843 | 2008-10-15 |  |  |  |  | Mindray | [6 empty] | 85000
72 | SIU | Patient Monitor | RAI-BME-1008-RC-SIU-CCE-10 | MEC2000 | CV-88100842 | 2008-10-15 |  |  |  |  | Mindray | [6 empty] | 85000
73 | SIU | Patient Monitor | RAI-BME-1107-RC-SIU-CCE-11 | MEC2000 | CV-7A100083 | 03/11/2007 |  |  |  |  | Mindray | [6 empty] | 72500
74 | SIU | Patient Monitor | RAI-BME-0806-RC-SIU-CCE-12 | VM-8 | US61102466 | 2006-08-09 | Comp | 2016-04-01 | 2017-03-31 | 15626.96 | Phillips | [6 empty] | 213000
75 | SIU | Patient Monitor | RAI-BME-1110-RC-SIU-CCE-13 | MEC2000 | CV-9B102724 | 2010-11-01 |  |  |  |  | Mindray | [6 empty] | 93000
76 | SIU | Patient Monitor (with ETCO2) | RAI-BME-1110-RC-SIU-CCE-14 | MEC2000 | CV-9B102732 | 2010-11-01 |  |  |  |  | Mindray | [6 empty] | 170000
77 | SIU | Defibrilator | RAI-BME-1008-RC-SIU-CCE-15 | Heart start XL | US00465966 | 2008-10-24 | Comp | 2016-04-01 | 2017-03-31 | 17175 | Phillips | [6 empty] | 250000
78 | SIU | Ventilator | RAI-BME-0108-RC-SIU-CCE-16 | Servo S | 6471 | 2008-01-24 | Comp | 2016-04-01 | 2017-03-31 | 45294.15 | Maquet | [6 empty] | 575000
79 | SIU | Ventilator | RAI-BME-0608-RC-SIU-CCE-17 | Servo S | 7611 | 2008-07-03 | Comp | 2016-04-01 | 2017-03-31 | 45294.15 | Maquet | [6 empty] | 575000
80 | SIU | Ventilator | RAI-BME-0608-RC-SIU-CCE-18 | Servo S | 7613 | 2008-07-03 | Comp | 2016-04-01 | 2017-03-31 | 45294.15 | Maquet | [6 empty] | 575000
81 | SIU | Ventilator | RAI-BME-1108-RC-SIU-CCE-19 | Servo S | 8834 | 2008-11-12 | Comp | 2016-04-01 | 2017-03-31 | 45294.15 | Maquet | [6 empty] | 575000
82 | SIU | Ventilator | RAI-BME-0110-RC-SIU-CCE-20 | Servo S | 12958 | 2010-01-07 | Comp | 2016-04-01 | 2017-03-31 | 45294.15 | Maquet | [6 empty] | 680000
83 | SIU | Ventilator | RAI-BME-1110-RC-SIU-CCE-21 | Servo S | 17788 | 2010-11-12 | Comp | 2016-04-01 | 2017-03-31 | 45294.15 | Maquet | [6 empty] | 715000
84 | SIU | Ventilator | RAI-BME-1110-RC-SIU-CCE-22 | Servo S | 17789 | 2010-11-12 | Comp | 2016-04-01 | 2017-03-31 | 45294.15 | Maquet | [6 empty] | 715000
85 | SIU | Ventilator | RAI-BME-0108-RC-SIU-CCE-23 | Engstrom | CBCL01098 | 2008-01-12 | Comp | 2016-04-01 | 2017-03-31 | 56182.3 | Datex Ohmeda | [6 empty] | 687500
86 | SIU | Syringe Pump | RAI-BME-1107-RC-SIU-CCE-24 | Injectomat Agilia | 19982207 | 2007-11-12 |  |  |  |  | Fresenius kabi | [6 empty] | 23726
87 | SIU | Syringe Pump | RAI-BME-1107-RC-SIU-CCE-25 | Injectomat Agilia | 19982211 | 2007-11-12 |  |  |  |  | Fresenius kabi | [6 empty] | 23726
88 | SIU | Syringe Pump | RAI-BME-1107-RC-SIU-CCE-26 | Injectomat Agilia | 19982229 | 2007-11-12 |  |  |  |  | Fresenius kabi | [6 empty] | 23726
89 | SIU | Syringe Pump | RAI-BME-1107-RC-SIU-CCE-27 | Injectomat Agilia | 19982232 | 2007-11-12 |  |  |  |  | Fresenius kabi | [6 empty] | 23726
90 | SIU | Syringe Pump | RAI-BME-1107-RC-SIU-CCE-28 | Injectomat Agilia | 19982370 | 2007-11-12 |  |  |  |  | Fresenius kabi | [6 empty] | 23726
91 | SIU | Syringe Pump | RAI-BME-1107-RC-SIU-CCE-29 | Injectomat Agilia | 19982373 | 2007-11-12 |  |  |  |  | Fresenius kabi | [6 empty] | 23726
92 | SIU | Syringe Pump | RAI-BME-1107-RC-SIU-CCE-30 | Injectomat Agilia | 19982386 | 2007-11-12 |  |  |  |  | Fresenius kabi | [6 empty] | 23726
93 | SIU | Syringe Pump | RAI-BME-1107-RC-SIU-CCE-31 | Injectomat Agilia | 19982387 | 2007-11-12 |  |  |  |  | Fresenius kabi | [6 empty] | 23726
94 | SIU | Syringe Pump | RAI-BME-1107-RC-SIU-CCE-32 | Injectomat Agilia | 19982388 | 2007-11-12 |  |  |  |  | Fresenius kabi | [6 empty] | 23726
95 | SIU | Syringe Pump | RAI-BME-1107-RC-SIU-CCE-33 | Injectomat Agilia | 19982391 | 2007-11-12 |  |  |  |  | Fresenius kabi | [6 empty] | 23726
96 | SIU | Syringe Pump | RAI-BME-0609-RC-SIU-CCE-35 | Injectomat Agilia | 20079108 | 2009-06-23 |  |  |  |  | Fresenius kabi | [6 empty] | 27040
97 | SIU | Syringe Pump | RAI-BME-0609-RC-SIU-CCE-36 | Injectomat Agilia | 20079109 | 2009-06-23 |  |  |  |  | Fresenius kabi | [6 empty] | 27040
98 | SIU | Syringe Pump | RAI-BME-0609-RC-SIU-CCE-37 | Injectomat Agilia | 20079094 | 2009-06-23 |  |  |  |  | Fresenius kabi | [6 empty] | 27040
99 | SIU | Syringe Pump | RAI-BME-0609-RC-SIU-CCE-38 | Injectomat Agilia | 20079095 | 2009-06-23 |  |  |  |  | Fresenius kabi | [6 empty] | 27040
100 | SIU | Patient Warmer (Bair Hugger) | RAI-BME-1108-RC-SIU-CCE-39 | 505 | 81347 | 2008-11-11 |  |  |  |  | Arizant Healthcare | [6 empty] | 74880
101 | SIU | LED Examination Light | RAI-BME-0911-RC-SIU-CCE-40 | Super Exam 50 LED | 5260311 | 2011-09-06 |  |  |  |  | Philips | [6 empty] | 82950
102 | SIU | Bipap | RAI-BME-0712-RC-SIU-CCE-42 | A-30 | NO56662327C91 | 2012-07-18 |  |  |  |  | Philips (Respronics) | [6 empty] | 222600
103 | SIU | Bipap | RAI-BME-0712-RC-SIU-CCE-43 | Pro | P060960743556 | 2012-07-18 |  |  |  |  | Philips (Respronics) | [6 empty] | 66360
104 | SIU | Ventilator | RAI-BME-0812-RC-SIU-CCE-44 | Hamilton C1 | 1504 | 2012-08-15 | COMP | 2016-04-01 | 2017-03-31 | 47920 | Hamilton Medical | [6 empty] | 800000
105 | SIU | Syringe Pump | RAI-BME-0914-RC-SIU-CCE-45 | Perfusor Compact | 204364 | 2014-09-09 |  |  |  |  | B.Braun | [6 empty] | 33075
106 | SIU | Syringe Pump | RAI-BME-0914-RC-SIU-CCE-46 | Perfusor Compact | 204361 | 2014-09-09 |  |  |  |  | B.Braun | [6 empty] | 33075
107 | SIU | Patient Monitor | RAI-BME-1014-RC-SIU-CCE-47 | G-30 | CN32713101 | 2014-11-11 |  |  |  |  | Philips | [6 empty] | 78000
108 | SIU | ECG Machine | RAI-BME-1215-RC-TRG-CCE-02 | 9108 | DUTB5L3808 | 2015-12-23 | Warranty |  |  |  | BPL Healthcare | [6 empty] | 84000 | ECG Cable,Bulbs, Clamps, Power cord
109 | SIU | Ventilator | RAI-BME-0116-RC-SIU-CCE-48 | Servo -S | 35951 | 2016-01-08 | Warranty |  |  |  | Maquet | [6 empty] | 700000 | Trolley, Power cord, Expiratory cassette-2
110 | SIU | Ventilator with infant option | RAI-BME-0116-RC-SIU-CCE-49 | Servo-i | 82809 | 2016-01-08 | Warranty |  |  |  | Maquet | [6 empty] | 995000 | Trolley, Power cord, Expiratory cassette-3
111 | SIU | Syringe Pump | RAI-BME-0816-RC-SIU-CCE-34 | Injectomat Agilia | 23047800 | 2016-08-24 | Warranty (3 Yr) |  |  |  | Fresenius kabi | [6 empty] | 30450 | Power cord
112 | SIU | Syringe Pump | RAI-BME-0816-RC-SIU-CCE-41 | Injectomat Agilia | 23015890 | 2016-08-24 | Warranty (3 Yr) |  |  |  | Fresenius kabi | [6 empty] | 30450 | Power cord
113 | NEU | Patient Monitor | RAI-BME-1110-RC-NEUCCE-01 | MEC 1000 | AQ-9B132952 | 2010-11-01 |  |  |  |  | Mindray | [6 empty] | 72000
114 | NEU | Patient Monitor | RAI-BME-1110-RC-NEU-CCE-02 | MEC 1000 | AQ-9B132953 | 2010-11-01 |  |  |  |  | Mindray | [6 empty] | 72000
115 | NEU | Patient Monitor | RAI-BME-1110-RC-NEU-CCE-03 | MEC 1000 | AQ-9B132954 | 2010-11-01 |  |  |  |  | Mindray | [6 empty] | 72000
116 | NEU | Syringe pump | RAI-BME-0609-RC-NEU-CCE-04 | Injectomat Agilia | 20079103 | 2009-06-23 |  |  |  |  | Fresenius kabi | [6 empty] | 27040
117 | NEU | Syringe Pump | RAI-BME-0914-RC-NEU-CCE-05 | Perfusor Compact | 204391 | 2014-09-09 |  |  |  |  | B.Braun | [6 empty] | 33075
118 | NEU | Syringe Pump | RAI-BME-0914-RC-NEU-CCE-06 | Perfusor Compact | 204378 | 2014-09-09 |  |  |  |  | B.Braun | [6 empty] | 33075
119 | NEU | Bubble CPAP (MR 850 humidifier)with Blender | RAI-BME-0415-RC-NEU-CCE-07 | MR 850 Humidifier | 150112230380, B1501154 | 2015-04-27 | NA |  |  |  | Fisher& Paykel | [6 empty] | 282975
120 | NEU | AIRVO-2 infant kit | RAI-BME-0415-RC-NEU-CCE-08 |  | 141119008440 | 2015-04-27 | NA |  |  |  | Fisher& Paykel | [6 empty] | 220500
121 | NEU | LED Phototherapy overhead and lower surface with credle | RAI-BME-0515-RC-NEU-CCE-09 |  |  | 2015-05-29 | NA |  |  |  | Infancy care | [6 empty] | 58590
122 | NEU | Neonatal Warmer | RAI-BME-0615-RC-NEU-CCE-10 | Lullaby Warmer Prime | SKG15161099PA | 2015-06-03 | NA |  |  |  | GE Healthcare | [6 empty] | 92000 | Skin temp. probe-2, X-ray tray,
123 | NEU | Neonatal Warmer | RAI-BME-0615-RC-NEU-CCE-11 | Lullaby Warmer Prime | SKG15151076PA | 2015-06-03 | NA |  |  |  | GE Healthcare | [6 empty] | 92000 | Skin temp. probe-2, X-ray tray,
124 | NEU | Neonatal Warmer | RAI-BME-0615-RC-NEU-CCE-12 | Lullaby Warmer Prime | SKG15151073PA | 2015-06-03 | NA |  |  |  | GE Healthcare | [6 empty] | 92000 | Skin temp. probe-2, X-ray tray,
125 | NEU | LED Phototherapy overhead | RAI-BME-0615-RC-NEU-CCE-13 | Lullaby LED PT | SGT15137802PA | 2015-06-03 | NA |  |  |  | GE Healthcare | [6 empty] | 53000
126 | NEU | LED Phototherapy overhead | RAI-BME-0615-RC-NEU-CCE-14 | Lullaby LED PT | SGT1513779BPA | 2015-06-03 | NA |  |  |  | GE Healthcare | [6 empty] | 53000
127 | NEU | Patient Monitor (with ETCO2) | RAI-BME-0615-RC-NEU-CCE-15 | Spectra slim | SS-T690-0015 | 2015-06-10 | NA |  |  |  | Clarity Medical Pvt. Ltd | [6 empty] | 147000
128 | NSU | Patient Monitor | RAI-BME-0307-RC-NSU-CCE-01 | MEC2000 | CV-7A100079 | 2007-03-11 |  |  |  |  | Mindray | [6 empty] | 72500
129 | NSU | Patient Monitor | RAI-BME-1107-RC-NSU-CCE-02 | MEC2000 | CV-7A100095 | 2007-03-11 |  |  |  |  | Mindray | [6 empty] | 72500
130 | NSU | Patient Monitor | RAI-BME-1107-RC-NSU-CCE-03 | MEC2000 | CV-7A100076 | 2007-03-11 |  |  |  |  | Mindray | [6 empty] | 72500
131 | NSU | Patient Monitor | RAI-BME-1107-RC-NSU-CCE-04 | MEC2000 | CV-7A100091 | 2007-03-11 |  |  |  |  | Mindray | [6 empty] | 72500
132 | NSU | Patient Monitor | RAI-BME-1107-RC-NSU-CCE-05 | MEC2000 | CV-7A100096 | 2007-03-11 |  |  |  |  | Mindray | [6 empty] | 72500
133 | NSU | Patient Monitor | RAI-BME-0806-RC-NSU-CCE-06 | VM-8 | US61102470 | 2006-08-09 | Comp | 2016-04-01 | 2017-03-31 | 15626.96 | Phillips | [6 empty] | 213000
134 | NSU | Patient Monitor | RAI-BME-1107-RC-NSU-CCE-07 | MEC2000 | CV-7A100085 | 2007-03-11 |  |  |  |  | Mindray | [6 empty] | 72500
135 | NSU | Patient Monitor | RAI-BME-1110-RC-NSU-CCE-08 | MEC2000 | CV-9B102729 | 2010-11-01 |  |  |  |  | Mindray | [6 empty] | 93000
136 | NSU | Patient Monitor | RAI-BME-0806-RC-NSU-CCE-09 | VM-8 | US61102465 | 2006-08-09 | Comp | 2016-04-01 | 2017-03-31 | 15626.96 | Phillips | [6 empty] | 213000
137 | NSU | Ventilator | RAI-BME-1108-RC-NSU-CCE-10 | Servo S | 8835 | 2008-11-12 | Comp | 2016-04-01 | 2017-03-31 | 45294.15 | Maquet | [6 empty] | 575000
138 | NSU | Ventilator | RAI-BME-1108-RC-NSU-CCE-11 | Servo S | 8836 | 2008-11-12 | Comp | 2016-04-01 | 2017-03-31 | 45294.15 | Maquet | [6 empty] | 575000
139 | NSU | Syringe Pump | RAI-BME-1107-RC-NSU-CCE-14 | Injectomat Agilia | 19982234 | 2007-11-12 |  |  |  |  | Fresenius kabi | [6 empty] | 23726
140 | NSU | Syringe Pump | RAI-BME-1107-RC-NSU-CCE-15 | Injectomat Agilia | 19982237 | 2007-11-12 |  |  |  |  | Fresenius kabi | [6 empty] | 23726
141 | NSU | Syringe Pump | RAI-BME-1107-RC-NSU-CCE-16 | Injectomat Agilia | 19982380 | 2007-11-12 |  |  |  |  | Fresenius kabi | [6 empty] | 23726
142 | NSU | Syringe Pump | RAI-BME-1107-RC-NSU-CCE-17 | Injectomat Agilia | 19982381 | 2007-11-12 |  |  |  |  | Fresenius kabi | [6 empty] | 23726
143 | NSU | Syringe Pump | RAI-BME-1107-RC-NSU-CCE-18 | Injectomat Agilia | 19982384 | 2007-11-12 |  |  |  |  | Fresenius kabi | [6 empty] | 23726
144 | NSU | Syringe Pump | RAI-BME-1107-RC-NSU-CCE-19 | Injectomat Agilia | 19982390 | 2007-11-12 |  |  |  |  | Fresenius kabi | [6 empty] | 23726
145 | NSU | Syringe Pump | RAI-BME-1107-RC-NSU-CCE-20 | Injectomat Agilia | 19982392 | 2007-11-12 |  |  |  |  | Fresenius kabi | [6 empty] | 23726
146 | NSU | Pulse Oximeter | RAI-BME-1107-RC-NSU-CCE-21 | 3800 | FBX07090154SA | 2007-11-12 |  |  |  |  | Datex ohmeda | [6 empty] | 50000
147 | NSU | Patient Warmer (Bair Hugger) | RAI-BME-1009-RC-NSU-CCE-22 | 505 | 82975 | 2009-10-29 |  |  |  |  | Arizant Healthcare | [6 empty] | 74880
148 | NSU | Bipap | RAI-BME-0712-RC-NSU-CCE-23 | ST | C060841577500 | 2012-07-18 |  |  |  |  | Philips (Respronics) | [6 empty] | 90720
149 | NSU | Ventilator | RAI-BME-0812-RC-NSU-CCE-24 | Hamilton C1 | 2096 | 2012-10-03 | COMP | 2016-04-01 | 2017-03-31 | 47920 | Hamilton Medical | [6 empty] | 800000
150 | NSU | Ventilator | RAI-BME-0812-RC-NSU-CCE-25 | Hamilton C1 | 2097 | 2012-10-03 | COMP | 2016-04-01 | 2017-03-31 | 47920 | Hamilton Medical | [6 empty] | 800000
151 | NSU | Syringe Pump | RAI-BME-0914-RC-NSU-CCE-26 | perfusor Compact | 204303 | 2014-09-09 |  |  |  |  | B. Braun | [6 empty] | 33075
152 | NSU | Patient monitor | RAI-BME-1114-RC-NSU-CCE-27 | G-30 | CN32713099 | 2014-11-11 |  |  |  |  | Philips | [6 empty] | 78000
153 | NSU | Defibrillator | RAI-BME-0815-RC-NSU-CCE-29 | DFM-100 | CN32601736 | 2015-08-07 | Comp | 2016-04-01 | 2017-03-31 | 6555.13 | Philips | [6 empty] | 172000 | ECG Cable, AED Cable,Power Cord,Paper roll
154 | MIU | Patient Monitor | RAI-BME-0806-RC-MIU-CCE-01 | VM8 | US61102472 | 2006-08-09 | Comp | 2016-04-01 | 2017-03-31 | 15626.96 | Phillips | [6 empty] | 213000
155 | MIU | Patient Monitor | RAI-BME-1009-RC-MIU-CCE-02 | Mec 2000 | CV-9B102725 | 2010-11-01 |  |  |  |  | Mindray | [6 empty] | 93000
156 | MIU | Patient Monitor | RAI-BME-1009-RC-MIU-CCE-03 | Mec 2000 | CV-9B102726 | 2010-11-01 |  |  |  |  | Mindray | [6 empty] | 93000
157 | MIU | Patient Monitor | RAI-BME-1107-RC-MIU-CCE-04 | Mec 2000 | CV-7A100088 | 2007-11-03 |  |  |  |  | Mindray | [6 empty] | 72500
158 | MIU | Patient Monitor (with ETCO2) | RAI-BME-0806-RC-MIU-CCE-05 | MP-20 | DE62218092 | 2006-08-09 | Comp | 2016-04-01 | 2017-03-31 | 18364.65 | Philips | [6 empty] | 225000
159 | MIU | Patient Monitor | RAI-BME-0906-RC-MIU-CCE-06 | VM8 | US61102471 | 2006-09-08 | Comp | 2016-04-01 | 2017-03-31 | 15626.96 | Phillips | [6 empty] | 213000
160 | MIU | Patient Monitor | RAI-BME-0307-RC-MIU-CCE-07 | Mec 2000 | CV-7A100084 | 2007-03-11 |  |  |  |  | Mindray | [6 empty] | 72500
161 | MIU | Patient Monitor | RAI-BME-1107-RC-MIU-CCE-08 | Mec 2000 | CV-7A100080 | 2007-11-03 |  |  |  |  | Mindray | [6 empty] | 72500
162 | MIU | Patient Monitor | RAI-BME-1107-RC-MIU-CCE-09 | Mec 2000 | CV7A100111 | 2007-11-03 |  |  |  |  | Mindray | [6 empty] | 162500
163 | MIU | Patient Monitor | RAI-BME-1107-RC-MIU-CCE-10 | Mec 2000 | CV-7A100089 | 2007-11-03 |  |  |  |  | Mindray | [6 empty] | 72500
164 | MIU | Patient monitor | RAI-BME-0504-RC-MIU-CCE-11 | MP20 | DE72851053 | 2014-03-15 |  |  |  |  | Philips | [6 empty] | 283500
165 | MIU | Patient Monitor | RAI-BME-0806-RC-MIU-CCE-12 | VM8 | US61102474 | 2006-08-09 | Comp | 2016-04-01 | 2017-03-31 | 15626.96 | Phillips | [6 empty] | 213000
166 | MIU | Patient Monitor | RAI-BME-1110-RC-MIU-CCE-13 | MEC 1000 | AQ-9B132950 | 2010-11-01 |  |  |  |  | Mindray | [6 empty] | 72000
167 | MIU | Defibrilator | RAI-BME-1007-RC-MIU-CCE-14 | Heart Start XL | US00455992 | 2007-10-24 | Comp | 2016-04-01 | 2017-03-31 | 17175 | Phillips | [6 empty] | 250000
168 | MIU | Ventilator | RAI-BME-0708-RC-MIU-CCE-16 | Servo S | 7610 | 2008-07-03 | Comp | 2016-04-01 | 2017-03-31 | 45294.15 | Maquet | [6 empty] | 575000
169 | MIU | Ventilator | RAI-BME-1108-RC-MIU-CCE-17 | Servo S | 8833 | 2008-11-12 | Comp | 2016-04-01 | 2017-03-31 | 45294.15 | Maquet | [6 empty] | 575000
170 | MIU | Ventilator | RAI-BME-0710-RC-MIU-CCE-18 | Servo S | 12959 | 2010-07-01 | Comp | 2016-04-01 | 2017-03-31 | 45294.15 | Maquet | [6 empty] | 680000
171 | MIU | Syringe pump | RAI-BME-1207-RC-MIU-CCE-19 | Injectomat Agilia | 19982209 | 2007-12-11 |  |  |  |  | Fresenius kabi | [6 empty] | 23726
172 | MIU | Syringe pump | RAI-BME-1107-RC-MIU-CCE-20 | Injectomat Agilia | 19982213 | 2007-11-12 |  |  |  |  | Fresenius kabi | [6 empty] | 23726
173 | MIU | Syringe pump | RAI-BME-1107-RC-MIU-CCE-21 | Injectomat Agilia | 19982215 | 2007-11-12 |  |  |  |  | Fresenius kabi | [5 empty] | Handedover to Manendragarh Unit | 23726
174 | MIU | Syringe pump | RAI-BME-1107-RC-MIU-CCE-22 | Injectomat Agilia | 19982219 | 2007-11-12 |  |  |  |  | Fresenius kabi | [6 empty] | 23726
175 | MIU | Syringe pump | RAI-BME-1107-RC-MIU-CCE-23 | Injectomat Agilia | 19982223 | 2007-11-12 |  |  |  |  | Fresenius kabi | [6 empty] | 23726
176 | MIU | Syringe pump | RAI-BME-1107-RC-MIU-CCE-24 | Injectomat Agilia | 19982225 | 2007-11-12 |  |  |  |  | Fresenius kabi | [6 empty] | 23726
177 | MIU | Syringe pump | RAI-BME-1107-RC-MIU-CCE-25 | Injectomat Agilia | 19982227 | 2007-11-12 |  |  |  |  | Fresenius kabi | [6 empty] | 23726
178 | MIU | Syringe pump | RAI-BME-1107-RC-MIU-CCE-26 | Injectomat Agilia | 19982228 | 2007-11-12 |  |  |  |  | Fresenius kabi | [6 empty] | 23726
179 | MIU | Syringe pump | RAI-BME-1107-RC-MIU-CCE-27 | Injectomat Agilia | 19982230 | 2007-11-12 |  |  |  |  | Fresenius kabi | [6 empty] | 23726
180 | MIU | Syringe pump | RAI-BME-1107-RC-MIU-CCE-28 | Injectomat Agilia | 19982231 | 2007-11-12 |  |  |  |  | Fresenius kabi | [6 empty] | 23726
181 | MIU | Syringe pump | RAI-BME-1107-RC-MIU-CCE-29 | Injectomat Agilia | 19982235 | 2007-11-12 |  |  |  |  | Fresenius kabi | [6 empty] | 23726
182 | MIU | Syringe pump | RAI-BME-1107-RC-MIU-CCE-30 | Injectomat Agilia | 19982236 | 2007-11-12 |  |  |  |  | Fresenius kabi | [6 empty] | 23726
183 | MIU | Syringe pump | RAI-BME-1107-RC-MIU-CCE-31 | Injectomat Agilia | 19982239 | 2007-11-12 |  |  |  |  | Fresenius kabi | [6 empty] | 23726
184 | MIU | Syringe pump | RAI-BME-1107-RC-MIU-CCE-32 | Injectomat Agilia | 19982241 | 2007-11-12 |  |  |  |  | Fresenius kabi | [6 empty] | 23726
185 | MIU | Syringe pump | RAI-BME-1107-RC-MIU-CCE-33 | Injectomat Agilia | 19982357 | 2007-11-12 |  |  |  |  | Fresenius kabi | [5 empty] | Handedover to Manendragarh Unit | 23726
186 | MIU | Syringe pump | RAI-BME-1107-RC-MIU-CCE-34 | Injectomat Agilia | 19982362 | 2007-11-12 |  |  |  |  | Fresenius kabi | [6 empty] | 23726
187 | MIU | Syringe pump | RAI-BME-1107-RC-MIU-CCE-35 | Injectomat Agilia | 19982367 | 2007-11-12 |  |  |  |  | Fresenius kabi | [6 empty] | 23726
188 | MIU | Syringe pump | RAI-BME-1107-RC-MIU-CCE-36 | Injectomat Agilia | 19982377 | 2007-11-12 |  |  |  |  | Fresenius kabi | [5 empty] | Handed over to Metro (Raigarh) Unit | 23726
189 | MIU | Syringe pump | RAI-BME-1107-RC-MIU-CCE-37 | Injectomat Agilia | 19982379 | 2007-11-12 |  |  |  |  | Fresenius kabi | [6 empty] | 23726
190 | MIU | Syringe pump | RAI-BME-1107-RC-MIU-CCE-38 | Injectomat Agilia | 19982393 | 2007-11-12 |  |  |  |  | Fresenius kabi | [6 empty] | 23726
191 | MIU | ECG machine | RAI-BME-0309-RC-MIU-CCE-39 | AT-2C | 02-011209 | 2009-03-03 | LAB | 2015-04-01 | 2016-03-31 | 3402.2 | Schiller | [6 empty] | 59160
192 | MIU | Patient Warmer (Bair Hugger) | RAI-BME-1107-RC-MIU-CCE-41 | 505 | 77082 | 2007-11-26 |  |  |  |  | Arizant Healthcare | [6 empty] | 74880
193 | MIU | Infusion Pump | RAI-BME-MMYY-RC-MIU-CCE-42 | Infusomat | 29698 | NA |  |  |  |  | B Braun | [6 empty] | 45000
194 | MIU | Bipap | RAI-BME-0712-RC-MIU-CCE-44 | A-30 | NO5434896F56A/A3CB) | 2012-07-18 |  |  |  |  | Philips (Respronics) | [6 empty] | 222600
195 | MIU | Ventilator | RAI-BME-0812-RC-MIU-CCE-45 | Hamilton C1 | 2085 | 2012-10-03 | COMP | 2016-04-01 | 2017-03-31 | 47920 | Hamilton Medical | [6 empty] | 800000
196 | MIU | Syringe Pump | RAI-BME-0914-RC-MIU-CCE-46 | Perfusor Compact | 204385 | 2014-09-09 |  |  |  |  | B Braun | [6 empty] | 33075
197 | MIU | Syringe Pump | RAI-BME-0914-RC-MIU-CCE-47 | Perfusor Compact | 204375 | 2014-09-09 |  |  |  |  | B Braun | [6 empty] | 33075
198 | MIU | Syringe Pump | RAI-BME-0914-RC-MIU-CCE-48 | Perfusor Compact | 204337 | 2014-09-09 |  |  |  |  | B Braun | [6 empty] | 33075
199 | MIU | Ventilator | RAI-BME-0116-RC-MIU-CCE-15 | Servo -S | 35950 | 2016-01-08 | Warranty |  |  |  | Maquet | [6 empty] | 700000 | Trolley, Power cord, Expiratory cassette-2
200 | MIU | Syringe Pump | RAI-BME-0316-RC-MIU-CCE-40 | Injectomat Agilia | 22890446 | 2016-03-17 | Warranty |  |  |  | Fresenius kabi | [6 empty] | 30450 | Power cord
201 | MIU | ECG Machine | RAI-BME-0416-RC-MIU-CCE-43 | Cardioart 9108 | DUTB6B4036 | 2016-04-29 | Warranty |  |  |  | BPL Healthcare | [6 empty] | 82000 | ECG Cable,Bulbs, Clamps, Power cord
202 | MIU | Syringe Pump | RAI-BME-0816-RC-MIU-CCE-49 | Injectomat Agilia | 23015755 | 2016-08-24 | Warranty (3 Yr) |  |  |  | Fresenius kabi | [6 empty] | 30450 | Power cord
203 | MIU | Syringe Pump | RAI-BME-0816-RC-MIU-CCE-50 | Injectomat Agilia | 23047700 | 2016-08-24 | Warranty (3 Yr) |  |  |  | Fresenius kabi | [6 empty] | 30450 | Power cord
204 | MIU | Syringe Pump | RAI-BME-0816-RC-MIU-CCE-51 | Injectomat Agilia | 23047720 | 2016-08-24 | Warranty (3 Yr) |  |  |  | Fresenius kabi | [6 empty] | 30450 | Power cord
205 | MIU | Syringe Pump | RAI-BME-0816-RC-MIU-CCE-52 | Injectomat Agilia | 23047837 | 2016-08-24 | Warranty (3 Yr) |  |  |  | Fresenius kabi | [6 empty] | 30450 | Power cord
206 | NMU | Patient Monitor | RAI-BME-0806-RC-NMU-CCE-01 | VM-8 | US61102469 | 2006-08-09 | Comp | 2016-04-01 | 2017-03-31 | 15626.96 | Phillips | [6 empty] | 213000
207 | NMU | Patient Monitor | RAI-BME-1008-RC-NMU-CCE-02 | MEC2000 | CV-7A100272 | 2008-01-15 |  |  |  |  | Mindray | [6 empty] | 72500
208 | NMU | Patient Monitor | RAI-BME-0806-RC-NMU-CCE-03 | VM-8 | US61102467 | 2006-08-09 | Comp | 2016-04-01 | 2017-03-31 | 15626.96 | Phillips | [6 empty] | 213000
209 | NMU | Patient Monitor | RAI-BME-0407-RC-NMU-CCE-04 | MP-20 | DE72830684 | 2007-04-10 | Comp | 2016-04-01 | 2017-03-31 | 18364.65 | Phillips | [6 empty] | 260000
210 | NMU | Patient Monitor | RAI-BME-1107-RC-NMU-CCE-05 | MEC2000 | CV-7A100092 | 2007-03-11 |  |  |  |  | Mindray | [6 empty] | 72500
211 | NMU | Patient Monitor | RAI-BME-1107-RC-NMU-CCE-06 | MEC2000 | CV-7A100077 | 2007-03-11 |  |  |  |  | Mindray | [6 empty] | 72500
212 | NMU | Patient Monitor | RAI-BME-1110-RC-NMU-CCE-07 | MEC2000 | CV-9B102722 | 2010-11-01 |  |  |  |  | Mindray | [6 empty] | 93000
213 | NMU | Ventilator | RAI-BME-0108-RC-NMU-CCE-08 | Servo S | 6470 | 2008-01-24 | Comp | 2016-04-01 | 2017-03-31 | 45294.15 | Maquet | [6 empty] | 575000
214 | NMU | Ventilator | RAI-BME-0708-RC-NMU-CCE-09 | Servo S | 7612 | 2008-07-03 | Comp | 2016-04-01 | 2017-03-31 | 45294.15 | Maquet | [6 empty] | 575000
215 | NMU | Syringe Pump | RAI-BME-1207-RC-NMU-CCE-10 | Injectomat Agilia | 19982206 | 2007-12-11 |  |  |  |  | Fresenius kabi | [6 empty] | 23726
216 | NMU | Syringe Pump | RAI-BME-1107-RC-NMU-CCE-11 | Injectomat Agilia | 19982250 | 2007-11-12 |  |  |  |  | Fresenius kabi | [6 empty] | 23726
217 | NMU | Syringe Pump | RAI-BME-1107-RC-NMU-CCE-12 | Injectomat Agilia | 19982355 | 2007-11-12 |  |  |  |  | Fresenius kabi | [6 empty] | 23726
218 | NMU | Syringe Pump | RAI-BME-1107-RC-NMU-CCE-13 | Injectomat Agilia | 19982376 | 2007-11-12 |  |  |  |  | Fresenius kabi | [6 empty] | 23726
219 | NMU | Syringe Pump | RAI-BME-1107-RC-NMU-CCE-14 | Injectomat Agilia | 19982385 | 2007-11-12 |  |  |  |  | Fresenius kabi | [6 empty] | 23726
220 | NMU | Bipap | RAI-BME-0712-RC-NMU-CCE-15 | ST | C06083956F56A | 2012-07-18 |  |  |  |  | Philips (Respronics) | [6 empty] | 90720
221 | NMU | Syringe Pump | RAI-BME-0914-RC-NMU-CCE-16 | Perfusor Compact | 204443 | 2014-09-09 |  |  |  |  | B.Braun | [6 empty] | 33075
222 | NMU | Syringe Pump | RAI-BME-0914-RC-NMU-CCE-17 | Perfusor Compact | 204347 | 2014-09-09 |  |  |  |  | B.Braun | [6 empty] | 33075
223 | SDU | Patient Monitor | RAI-BME-1008-RC-SDU-CCE-01 | MEC1000 | AQ-88115465 | 2008-10-15 |  |  |  |  | Mindray | [6 empty] | 66000
224 | SDU | Patient Monitor | RAI-BME-1008-RC-SDU-CCE-02 | MEC1000 | AQ-88115466 | 2008-10-15 |  |  |  |  | Mindray | [6 empty] | 66000
225 | SDU | Patient Monitor | RAI-BME-1008-RC-SDU-CCE-03 | MEC1000 | AQ-88115468 | 2008-10-15 |  |  |  |  | Mindray | [6 empty] | 66000
226 | SDU | Patient Monitor | RAI-BME-1209-RC-SDU-CCE-04 | MEC1000 | AQ-99129407 | 2009-12-13 |  |  |  |  | Mindray | [6 empty] | 72000
227 | SDU | Patient Monitor | RAI-BME-1209-RC-SDU-CCE-05 | MEC1000 | AQ-99129408 | 2009-12-13 |  |  |  |  | Mindray | [6 empty] | 72000
228 | SDU | Patient Monitor | RAI-BME-1209-RC-SDU-CCE-06 | MEC1000 | AQ-99129410 | 2009-12-13 |  |  |  |  | Mindray | [5 empty] | Handed over to Manendragarh Unit | 72000
229 | SDU | Patient Monitor | RAI-BME-1209-RC-SDU-CCE-07 | MEC1000 | AQ-99129411 | 2009-12-13 |  |  |  |  | Mindray | [6 empty] | 72000
230 | SDU | Patient Monitor | RAI-BME-1209-RC-SDU-CCE-08 | MEC1000 | AQ-99129416 | 2009-12-13 |  |  |  |  | Mindray | [6 empty] | 72000
231 | SDU | Patient Monitor | RAI-BME-0909-RC-SDU-CCE-09 | MEC1000 | AQ-8A117305 | 2009-09-01 |  |  |  |  | Mindray | [6 empty] | 66000
232 | SDU | Patient Monitor | RAI-BME-0909-RC-SDU-CCE-10 | MEC1000 | AQ-8A117307 | 2009-09-01 |  |  |  |  | Mindray | [6 empty] | 66000
233 | SDU | Defibrilator | RAI-BME-1007-RC-SDU-CCE-15 | heart start XL | US00455988 | 2007-10-24 | Comp | 2016-04-01 | 2017-03-31 | 17175 | Phillips | [6 empty] | 175000
234 | SDU | ECG machine | RAI-BME-1007-RC-SDU-CCE-16 | Trim 1 | US80715518 | 18/10/2007 | Comp | 2016-04-01 | 2017-03-31 | 11321.76 | Phillips | [6 empty] | 64236
235 | SDU | Syringe Pump | RAI-BME-1107-RC-SDU-CCE-17 | Injectomat Agilia | 19982251 | 2007-11-12 |  |  |  |  | Fresenius kabi | [6 empty] | 23726
236 | SDU | Syringe Pump | RAI-BME-1107-RC-SDU-CCE-18 | Injectomat Agilia | 19982253 | 2007-11-12 |  |  |  |  | Fresenius kabi | [6 empty] | 23726
237 | SDU | Syringe Pump | RAI-BME-1107-RC-SDU-CCE-19 | Injectomat Agilia | 19982256 | 2007-11-12 |  |  |  |  | Fresenius kabi | [6 empty] | 23726
238 | SDU | Syringe Pump | RAI-BME-1107-RC-SDU-CCE-20 | Injectomat Agilia | 19982360 | 2007-11-12 |  |  |  |  | Fresenius kabi | [6 empty] | 23726
239 | SDU | Syringe Pump | RAI-BME-1107-RC-SDU-CCE-21 | Injectomat Agilia | 19982364 | 2007-11-12 |  |  |  |  | Fresenius kabi | [6 empty] | 23726
240 | SDU | Patient Warmer (Bair Hugger) | RAI-BME-1009-RC-SDU-CCE-22 | 505 | 82976 | 2009-10-29 |  |  |  |  | Arizant Healthcare | [6 empty] | 74880
241 | SDU | Syringe Pump | RAI-BME-0914-RC-SDU-CCE-23 | Perfusor Compact | 204442 | 2014-09-09 |  |  |  |  | B.Braun | [6 empty] | 33075
242 | SDU | Patient Monitor | RAI-BME-0216-RC-SDU-CCE-11 | Truscope-II | M003E012395 | 2016-02-24 |  |  |  |  | Schiller | [6 empty] | 65000 | ECG Cable, Spo2 Probe , NIBP cable and Cuff, Power cord, Temp. Probe
243 | SDU | Patient Monitor | RAI-BME-0216-RC-SDU-CCE-12 | Truscope-II | M003E012560 | 2016-02-24 |  |  |  |  | Schiller | [6 empty] | 65000 | ECG Cable, Spo2 Probe , NIBP cable and Cuff, Power cord, Temp. Probe
244 | SDU | Patient Monitor | RAI-BME-0216-RC-SDU-CCE-13 | Truscope-II | M003E012824 | 2016-02-24 |  |  |  |  | Schiller | [6 empty] | 65000 | ECG Cable, Spo2 Probe , NIBP cable and Cuff, Power cord, Temp. Probe
245 | SDU | Multipara monitor | RAI-BME-0716-RC-NEF-CCE-14 | Truescope II | M003E012150 | 2016-07-08 | Warranty |  |  |  | Schiller | [6 empty] | 65000 | ECG Cable,SPO2 Cable ,NIBP Cuff,NIBP Cable,Power Cord
246 | PCH | Defibrillator | RAI-BME-1007-RC-PCH-CCE-01 | heart start XL | US00455984 | 2007-10-24 | Comp | 2016-04-01 | 2017-03-31 | 17175 | Philips | [6 empty] | 175000
247 | PCH | Multipara Monitor | RAI-BME-0307-RC-PCH-CCE-02 | MEC 2000 | CV7A100074 | 2007-03-11 |  |  |  |  | Mindray | [6 empty] | 72500
248 | PCH | Multipara Monitor | RAI-BME-0307-RC-PCH-CCE-03 | MEC 2000 | CV7A100082 | 2007-03-11 |  |  |  |  | Mindray | [6 empty] | 72500
249 | PCH | Multipara Monitor | RAI-BME-1107-RC-PCH-CCE-04 | MEC 2000 | CV7A100097 | 03/11/2007 |  |  |  |  | Mindray | [6 empty] | 72500
250 | PCH | Multipara Monitor | RAI-BME-1008-RC-PCH-CCE-05 | MEC1000 | AQ88115464 | 2008-10-15 |  |  |  |  | Mindray | [6 empty] | 66000
251 | PCH | Syringe Pump | RAI-BME-1207-RC-PCH-CCE-06 | Injectomat agilia | 19982375 | 2007-12-11 |  |  |  |  | Fresenius kabi | [6 empty] | 23726
252 | PCH | Syringe Pump | RAI-BME-0609-RC-PCH-CCE-08 | Injectomat agilia | 20347875 | 2009-06-23 |  |  |  |  | Fresenius kabi | [6 empty] | 24980
253 | PCH | Syringe Pump | RAI-BME-0609-RC-PCH-CCE-09 | Injectomat agilia | 20347876 | 2009-06-23 |  |  |  |  | Fresenius kabi | [6 empty] | 24980
254 | PCH | Syringe Pump | RAI-BME-0609-RC-PCH-CCE-10 | Injectomat agilia | 20347877 | 2009-06-23 |  |  |  |  | Fresenius kabi | [6 empty] | 24980
255 | PCH | Syringe Pump | RAI-BME-0609-RC-PCH-CCE-11 | Injectomat agilia | 20347878 | 2009-06-23 |  |  |  |  | Fresenius kabi | [6 empty] | 24980
256 | PCH | Syringe Pump | RAI-BME-0609-RC-PCH-CCE-12 | Injectomat agilia | 20347879 | 2009-06-23 |  |  |  |  | Fresenius kabi | [6 empty] | 24980
257 | CRC | Defibrillator | RAI-BME-0508-RC-CRC-CCE-01 | Heart start XL | US00460498 | 2008-05-05 | Comp | 2016-04-01 | 2017-03-31 | 17175 | Philips | [6 empty] | 250000
258 | CRC | Patient monitor | RAI-BME-0307-RC-CRC-CCE-02 | Mec 2000 | CV7A100108 | 2007-03-11 |  |  |  |  | Mindray | [6 empty] | 87500
259 | CRC | Patient monitor | RAI-BME-0307-RC-CRC-CCE-03 | Mec 2000 | CV7A100107 | 2007-03-11 |  |  |  |  | Mindray | [6 empty] | 87500
260 | CRC | Patient monitor(with ETCO2) | RAI-BME-1107-RC-CRC-CCE-04 | Mec 2000 | CV7A100112 | 2007-03-11 |  |  |  |  | Mindray | [6 empty] | 162500
261 | CRC | Patient monitor | RAI-BME-1110-RC-CRC-CCE-05 | Mec 2000 | CV9B102728 | 2010-11-01 |  |  |  |  | Mindray | [6 empty] | 93000
262 | CRC | Patient monitor | RAI-BME-1110-RC-CRC-CCE-06 | Mec 2000 | CV9B102727 | 2010-11-01 |  |  |  |  | Mindray | [6 empty] | 93000
263 | CRC | Syringe pump | RAI-BME-1107-RC-CRC-CCE-07 | Injectomat agilia | 19982212 | 2007-11-12 |  |  |  |  | Fresenius kabi | [6 empty] | 23726
264 | CRC | Syringe pump | RAI-BME-1107-RC-CRC-CCE-08 | Injectomat agilia | 19982216 | 2007-11-12 |  |  |  |  | Fresenius kabi | [6 empty] | 23726
265 | CRC | Syringe pump | RAI-BME-1107-RC-CRC-CCE-10 | Injectomat agilia | 19982233 | 2007-11-12 |  |  |  |  | Fresenius kabi | [6 empty] | 23726
266 | CRC | Syringe pump | RAI-BME-1107-RC-CRC-CCE-11 | Injectomat agilia | 19982240 | 2007-11-12 |  |  |  |  | Fresenius kabi | [6 empty] | 23726
267 | CRC | Syringe pump | RAI-BME-1107-RC-CRC-CCE-12 | Injectomat agilia | 19982257 | 2007-11-12 |  |  |  |  | Fresenius kabi | [6 empty] | 23726
268 | CRC | Syringe pump | RAI-BME-1107-RC-CRC-CCE-13 | Injectomat agilia | 19982358 | 2007-11-12 |  |  |  |  | Fresenius kabi | [6 empty] | 23726
269 | CRC | Syringe pump | RAI-BME-1107-RC-CRC-CCE-15 | Injectomat agilia | 19982389 | 2007-11-12 |  |  |  |  | Fresenius kabi | [6 empty] | 23726
270 | CRC | Syringe pump | RAI-BME-0609-RC-CRC-CCE-16 | Injectomat agilia | 20347885 | 2009-06-23 |  |  |  |  | Fresenius kabi | [6 empty] | 24980
271 | CRC | Syringe pump | RAI-BME-0609-RC-CRC-CCE-17 | Injectomat agilia | 20347886 | 2009-06-23 |  |  |  |  | Fresenius kabi | [6 empty] | 24980
272 | CRC | Syringe pump | RAI-BME-0609-RC-CRC-CCE-18 | Injectomat agilia | 20347887 | 2009-06-23 |  |  |  |  | Fresenius kabi | [6 empty] | 24980
273 | CRC | Syringe pump | RAI-BME-0609-RC-CRC-CCE-19 | Injectomat agilia | 20347888 | 2009-06-23 |  |  |  |  | Fresenius kabi | [6 empty] | 24980
274 | CRC | Syringe pump | RAI-BME-0609-RC-CRC-CCE-20 | Injectomat agilia | 20347889 | 2009-06-23 |  |  |  |  | Fresenius kabi | [6 empty] | 24980
275 | CRC | IABP machine | RAI-BME-0207-RC-CRC-CAR-01 | S98XT | S807281-E3 | 2007-02-11 |  |  |  |  | Datascope | [6 empty] | 658697
276 | CRC | Ventilator | RAI-BME-1207-RC-CRC-CCE-21 | Servo S | 6408 | 2007-12-01 | Comp | 2016-04-01 | 2017-03-31 | 45294.15 | Maquet | [6 empty] | 575000
277 | CRC | Ventilator | RAI-BME-1207-RC-CRC-CCE-22 | Servo S | 17790 | 2010-11-12 | Comp | 2016-04-01 | 2017-03-31 | 45294.15 | Maquet | [5 empty] | Replaced with Sr No: 6409 (Agrawal Unit) | 715000
278 | CRC | Ventilator with Infant Option | RAI-BME-1010-RC-CRC-CCE-23 | Servo S | 17791 | 2010-10-12 | Comp | 2016-04-01 | 2017-03-31 | 45294.15 | Maquet | [6 empty] | 1049000
279 | CRC | Patient Warmer (Bair Hugger) | RAI-BME-1008-RC-CRC-CCE-25 | 505 | 77083 | 2008-11-11 |  |  |  |  | Arizant Healthcare | [6 empty] | 74880
280 | CRC | Patient Warmer (Bair Hugger) | RAI-BME-1009-RC-CRC-CCE-26 | 505 | 82977 | 2009-10-29 |  |  |  |  | Arizant Healthcare | [6 empty] | 74880
281 | CRC | Blood Warmer | RAI-BME-1107-RC-CRC-CCE-27 | Ranger-245 | 30151 | 2007-11-26 |  |  |  |  | Arizant Healthcare | [6 empty] | 83200
282 | CRC | Dual Chamber Temporary Pacemaker | RAI-BME-MMYY-RC-CRC-CAR-28 | 5388 | PFG033970P | NA |  |  |  |  | Medtronic | [6 empty] | 180000
283 | CRC | LED Examination Light | RAI-BME-1211-RC-CRC-CCE-29 | Super Exam 50 LED | 5260295 | 2011-12-09 |  |  |  |  | Philips | [6 empty] | 82950
284 | CRC | Neonatal Warmer | RAI-BME-0212-RC-CRC-CCE-30 | Infant Warmer | 771 | 2012-02-01 |  |  |  |  | Infancy Care System | [6 empty] | 26100
285 | CRC | Neonatal Warmer | RAI-BME-0212-RC-CRC-CCE-31 | Infant Warmer | 772 | 2012-02-01 |  |  |  |  | Infancy Care System | [6 empty] | 26100
286 | CRC | Ventilator | RAI-BME-1012-RC-CRC-CCE-32 | Hamilton C2 | 6076 | 2012-10-03 | COMP | 2016-04-01 | 2017-03-31 | 59473 | Hamilton Medical | [6 empty] | 1000000
287 | CRC | Ventilator | RAI-BME-1012-RC-CRC-CCE-33 | Hamilton C1 | 2083 | 2012-10-03 | COMP | 2016-04-01 | 2017-03-31 | 47920 | Hamilton Medical | [6 empty] | 800000
288 | CRC | Syringe Pump | RAI-BME-1012-RC-CRC-CCE-09 | Injectomat Agilia | 23015757 | 2016-08-24 | Warranty (3 Yr) |  |  |  | Fresenius kabi | [6 empty] | 30450 | Power cord
289 | CRC | Syringe Pump | RAI-BME-0816-RC-CRC-CCE-14 | Injectomat Agilia | 23047112 | 2016-08-24 | Warranty (3 Yr) |  |  |  | Fresenius kabi | [6 empty] | 30450 | Power cord
290 | CSD | ETO Gas Sterilizer Machine | RAI-BME-0406-RC-CSD-SUP-01 | 4.5CF Semiauto | NA | 2006-04-17 | LAB | 2016-04-01 | 2017-03-31 | 44363 | PCI | [6 empty] | 416250
291 | CSD | Foot opearated Heat sealing machine | RAI-BME-MMYY-RC-CSD-SUP-02 | 310 MM | NA | NA |  |  |  |  | PCI | [6 empty] | 15750
292 | CSD | Foot opearated Heat sealing machine | RAI-BME-0409-RC-CSD-SUP-03 | 310 MM | NA | 2009-04-09 |  |  |  |  | PCI | [6 empty] | 15750
293 | CSD | Steam Sterilizer Machine | RAI-BME-0610-RC-CSD-SUP-04 | NAT 36/SRE | 507 | 2010-06-25 | LAB | 2016-02-01 | 2017-03-31 | 19987.37 | NAT STEEL | [6 empty] | 1066850
294 | CSD | Sterrad NX | RAI-BME-0111-RC-CSD-SUP-05 | 10033-2-001 | 33101522 | 2011-01-20 | COMP | 2016-04-01 | 2017-03-31 | 218703 | johnson&johnson | [6 empty] | 2184000
295 | CSD | Steam Sterilizer Machine | RAI-BME-0111-RC-CSD-SUP-06 | 20 HS/E / SPL/NAT-8 | 1235 | 2012-11-19 | LAB | 2016-02-01 | 2017-03-31 | 23855.8 | Nat Steel | [6 empty] | 850412
296 | CSD | Ultrasonic Cleaner | RAI-BME-0111-RC-CSD-SUP-07 | UC/E/30 | 207 | 2012-11-19 | LAB | 2016-02-01 | 2017-03-31 | 21726 | Nat Steel | [6 empty] | 774483
297 | CSD | Washer Disinfector | RAI-BME-0111-RC-CSD-SUP-08 | WD/E | NA | 2012-11-19 | LAB | 2016-02-01 | 2017-03-31 | 13207.03 | Nat Steel | [6 empty] | 470765
298 | CSD | Drying Cabinet | RAI-BME-0111-RC-CSD-SUP-09 | DC/E | 194 | 2012-11-19 | LAB | 2016-02-01 | 2017-03-31 | 9938 | Nat Steel | [6 empty] | 354340
299 | MOT | OT-Light | RAI-BME-0609-RC-MOT-OTE-01 | NM | NM | 2009-06-15 |  |  |  |  | Meditech India(Dee-Dee Enterprizes) | [6 empty] | 27000
300 | MOT | Patient Monitor | RAI-BME-1008-RC-MOT-CCE-01 | MEC 1000 | AQ-88115467 | 2008-10-15 |  |  |  |  | Mindray | [6 empty] | 66000
301 | MOT | Boyles Machine | RAI-BME-MMYY-RC-MOT-OTE-02 | MK III | NA | NA |  |  |  |  | Esab India Ltd | [6 empty] | 150000
302 | MOT | Defibrilator | RAI-BME-0407-RC-MOT-CCE-03 | Heartstart XL | US00441576 | 2007-04-01 | Comp | 2016-04-01 | 2017-03-31 | 17175 | Phillips | [6 empty] | 416000
303 | COT | Multipara patient monitor with Dual IBP & ETCO2 | RAI-BME-0908-RC-COT-CCE-01 | MP-60 | DE73113187 | 2008-09-01 | Comp | 2016-04-01 | 2017-03-31 | 32326.78 | Phillips | [6 empty] | 500000
304 | COT | Slave monitor (Display) | RAI-BME-MMYY-RC-COT-OTE-01 | Samsung | ME22HVRP700021Z | NA |  |  |  |  | Samsung | [6 empty] | 22000
305 | COT | Defibrillator | RAI-BME-0908-RC-COT-CCE-02 | Heart start XL | US00455985 | 2007-09-26 | Comp | 2016-04-01 | 2017-03-31 | 17175 | Philips | [6 empty] | 175000
306 | COT | OT table | RAI-BME-1107-RC-COT-OTE-02 | ET 19CA | NA | 2007-11-19 |  |  |  |  | Meridian | [6 empty] | 256162
307 | COT | OT light | RAI-BME-0309-RC-COT-OTE-03 | 3005/3003/3003 | NA | 2009-03-25 |  |  |  |  | Maquet Hanulux | [6 empty] | 990000
308 | COT | Heart lung Machine | RAI-BME-0207-RC-COT-OTE-04 | HL-20 classic, HCU20 | 56025, 100251 | 2007-02-11 | Comp | 2015-04-01 | 2016-03-31 | 268736.26 | Maquet | [6 empty] | 3593010 | Heater Cooler Unit
309 | COT | Aneasthesia workstation | RAI-BME-1007-RC-COT-OTE-06 | Aestiva compact 7100 | AMVL00391 | 2007-10-15 | COMP | 2016-04-01 | 2017-03-31 | 43697.58 | Datex ohmeda | [6 empty] | 710000
310 | COT | Dual Chamber Temporary Pacemaker | RAI-BME-MMYY-RC-COT-OTE-07 | 5388 | PFG033840P | NA |  |  |  |  | Medtronic | [6 empty] | 180000
311 | COT | Electronic Welch Allyn Solarc Head light | RAI-BME-0107-RC-COT-OTE-08 | MFI Solarc | N344 | 2007-01-11 |  |  |  |  | Welch Allyn | [6 empty] | 191250
312 | COT | Sternal Saw II | RAI-BME-1007-RC-COT-OTE-09 | Sarns | 1866 | 2007-10-03 |  |  |  |  | Terumo | [6 empty] | 270000
313 | COT | Diathermy | RAI-BME-0907-RC-COT-OTE-10 | Force FX 8C | F7A515268 | 2007-09-03 |  |  |  |  | Vally lab | [6 empty] | 335000
314 | COT | Fluid/Blood warmer | RAI-BME-1107-RC-COT-OTE-11 | Ranger-245 | 30149 | 2007-11-26 |  |  |  |  | Arizant Healthcare | [6 empty] | 83200
315 | COT | Syringe pump | RAI-BME-1207-RC-COT-CCE-03 | Injectomat Agilia | 19982224 | 2007-12-11 |  |  |  |  | Fresenius kabi | [6 empty] | 23726
316 | COT | Syringe pump | RAI-BME-1207-RC-COT-CCE-04 | Injectomat Agilia | 19982363 | 2007-12-11 |  |  |  |  | Fresenius kabi | [5 empty] | Handed Over to Budhar Unit | 23726
317 | COT | Syringe pump | RAI-BME-1207-RC-COT-CCE-05 | Injectomat Agilia | 19982371 | 2007-12-11 |  |  |  |  | Fresenius kabi | [6 empty] | 23726
318 | COT | Syringe pump | RAI-BME-1207-RC-COT-CCE-06 | Injectomat Agilia | 19982372 | 2007-12-11 |  |  |  |  | Fresenius kabi | [6 empty] | 23726
319 | COT | Syringe pump | RAI-BME-1207-RC-COT-CCE-07 | Injectomat Agilia | 19982382 | 2007-12-11 |  |  |  |  | Fresenius kabi | [6 empty] | 23726
320 | COT | Syringe pump | RAI-BME-1207-RC-COT-CCE-08 | Injectomat Agilia | 19982394 | 2007-12-11 |  |  |  |  | Fresenius kabi | [6 empty] | 23726
321 | COT | Fibrilator with paddle | RAI-BME-1207-RC-COT-OTE-13 | NA | NA | 2007-12-12 |  |  |  |  | Unique Health care | [6 empty] | 14040
322 | COT | Patient Warmer (Bair Hugger) | RAI-BME-1107-RC-COT-CCE-09 | 505 | 77081 | 2007-11-26 |  |  |  |  | Arizant Healthcare | [6 empty] | 74880
323 | COT | Vertical Flash Sterliser (tabletop sterliser) | RAI-BME-0808-RC-COT-OTE-15 | H-S11K3 | 978044701 | 2008-08-04 |  |  |  |  | Getinge Maquet | [6 empty] | 416000
324 | COT | Modular OT | RAI-BME-0609-RC-COT-OTE-16 | NM | NM | 2009-06-23 |  |  |  |  | Mediconz | [6 empty] | 2280896
325 | COT | Solarc Headlight system | RAI-BME-0212-RC-COT-OTE-05 | 49522 | 109790 | 2012-02-22 |  |  |  |  | Welch Allyn | [6 empty] | 250000
326 | COT | Resternotomy Saw | RAI-BME-1013-RC-COT-OTE-17 | NM | A-864&A-900, J-289 | [5 empty] | Manman | [6 empty] | 65154 | Handpiece, Motor Stand,Foot control& flexible shaft,Redo saw blades
327 | COT | ACT Machine | RAI-BME-1114-RC-COT-OTE-12 | Mini-¦¦ | 641418306 | 2014-11-29 |  |  |  |  | Helena Laboratory | [6 empty] | 157500
328 | COT | LED Headlight Source (2 lac lux) | RAI-BME-1015-RC-COT-OTE-18 | MLSO1-HK | 9819612195 | 2015-10-16 |  |  |  |  | Medcare | [6 empty] | 280000 | Headlamp, 4 batteries, 1*4 bay Desktop charger, USB cable,
329 | COT | Syringe pump | RAI-BME-0816-RC-COT-CCE-10 | Injectomat Agilia | 23015905 | 2016-08-24 | Warranty (3 Yr) |  |  |  | Fresenius kabi | [6 empty] | 30450 | Power cord
330 | COT | Patient Monitor | RAI-BME-1107-RC-OT6-CCE-01 | Mec 2000 | CV7A100110 | 2007-11-03 |  |  |  |  | Mindray | [6 empty] | 162500
331 | COT | OT Table | RAI-BME-MMYY-RC-OT6-OTE-01 | Scorpion | NA | NA |  |  |  |  | Scorpion | [6 empty] | 215000
332 | COT | OT light | RAI-BME-0309-RC-OT6-OTE-02 | 3005/3003/3003 | NM | 2009-03-25 |  |  |  |  | Maquet Hanulux | [6 empty] | 990000
333 | COT | Boyles machine | RAI-BME-0907-RC-OT6-OTE-03 | Optima | 50907 | 2007-09-17 |  |  |  |  | G.S(HCP) | [6 empty] | 83720
334 | COT | Modular OT | RAI-BME-0609-RC-OT6-OTE-04 | NM | NM | 2009-06-23 |  |  |  |  | Medicon | [6 empty] | 2280896
335 | COT | Sternal Saw II with Flexible Drive Cable | RAI-BME-0410-RC-OT6-OTE-05 | Sarns | 5590/15665 | 2010-04-25 |  |  |  |  | Terumo | [6 empty] | 189094
336 | COT | Patient Warmer | RAI-BME-0916-RC-OT6-CCE-02 | Warm Touch(501) |  |  | Warranty (2Yrs) |  |  |  | Covidian | [6 empty] | 70000 | with Warmer trolley, Adult and Paediatric Blanket
337 | OTR | Patient Monitor | RAI-BME-1110-RC-OTR-CCE-01 | MEC 1000 | AQ-9B132955 | 2010-11-01 |  |  |  |  | Mindray | [6 empty] | 72000
338 | OTR | Patient Monitor | RAI-BME-1014-RC-OTR-CCE-02 | MEC 1000 | AQ-9B132951 | 2010-11-01 |  |  |  |  | Mindray | [6 empty] | 72000
339 | OT1 | Patient monitor | RAI-BME-0307-RC-OT1-CCE-02 | Mec 2000 | CV-7A100073 | 2007-03-11 |  |  |  |  | Mindray | [6 empty] | 72500
340 | OT1 | Defibrillator | RAI-BME-0504-RC-OT1-CCE-03 | Heart start XL | US00455987 | 2007-10-24 | Comp | 2016-04-01 | 2017-03-31 | 17175 | Philips | [6 empty] | 175000
341 | OT1 | OT Table Electro Hydraulic | RAI-BME-0709-RC-OT1-OTE-01 | C600 | 093801801V0.00 | 2009-07-10 |  |  |  |  | Mediland | [6 empty] | 1369000
342 | OT1 | OT light | RAI-BME-0106-RC-OT1-OTE-02 | (i)Chromophare D-500 (ii)Chromophare D-650 | (i)5810060-M10514 (ii)6010060-M14924 | 2006-01-10 |  |  |  |  | Berchtold | [6 empty] | 750000
343 | OT1 | High definition hub, Camera control unit (SCB Image 1 Hub), HD camera head, 23" HD flat screen monitor | RAI-BME-0908-RC-OT1-OTE-03 | 22201020, 22220050-3, SC-WU23-A1511 | DB651306-P, EB736465-H, 08-119097 | 2008-09-15 | Lab | 2016-04-01 | 2017-03-31 | 90352.6 | Karl Storz | [6 empty] | 1953500
344 | OT1 | SCB Electronic CO2 endoflator | RAI-BME-0104-RC-OT1-OTE-05 | 26430520 | BF9507-B | 2004-01-05 | Lab | 2016-04-01 | 2017-03-31 | 12023.7 | Karl Storz | [6 empty] | 260000
345 | OT1 | Cold Light fountain SCB xenon-300 (Digital) | RAI-BME-1004-RC-OT1-OTE-06 | 20133120 | BF0606538 | 2004-10-19 |  |  |  |  | Karl Storz | [6 empty] | 310000
346 | OT1 | Display | RAI-BME-0104-RC-OT1-OTE-07 | Trinitron | 2078318 | 2004-01-05 |  |  |  |  | Sony | [6 empty] | 12000
347 | OT1 | Duomat. Irri and Sunction unit | RAI-BME-0104-RC-OT1-OTE-08 | 20321020 | MJ 4080 | 2004-01-05 |  |  |  |  | Karl Storz | [6 empty] | 200000
348 | OT1 | Ultracision harmonic scalpel | RAI-BME-MMYY-RC-OT1-OTE-09 | Generator-300 | GN4035180 | NA |  |  |  |  | Johnson & Johnson | [6 empty] | 1800022
349 | OT1 | Gynacare Motar Drive Unit with X-Tract Tissue Morcellator | RAI-BME-0908-RC-OT1-OTE-10 | NM | MD0100/DV0015 | 2008-09-20 |  |  |  |  | Johnson & Johnson Ltd | [6 empty] | 241280
350 | OT1 | Legasure (Vessel Sealing system) | RAI-BME-0309-RC-OT1-OTE-11 | Force Triad | T8J8914E | 2009-03-25 |  |  |  |  | Valley Lab (TYCO HEALTHCARE INDIA PVT LTD) | [6 empty] | 1550000
351 | OT1 | Vessel Sealing system ERBE | RAI-BME-0209-RC-OT1-OTE-12 | VIO 300 D | 11300743 | 2009-02-27 |  |  |  |  | Esbee Dynamed | [6 empty] | 1680000
352 | OT1 | Anaesthesia Workstation | RAI-BME-0110-RC-OT1-OTE-13 | Aestiva/5 7900 | AMRN01451 | 2010-01-29 | COMP | 2016-04-01 | 2017-03-31 | 43697.58 | Datex Ohmeda | [6 empty] | 925000
353 | OT1 | Boyles Machine | RAI-BME-MMYY-RC-OT1-OTE-18 | Boyles Basic | 1319/A1/0804 | NA |  |  |  |  | Datex Ohmeda | [6 empty] | 150000
354 | OT1 | Modular OT | RAI-BME-MMYY-RC-OT1-OTE-20 | NM | NM | NA |  |  |  |  | MGI | [6 empty] | 2100000
355 | OT1 | Vessel Sealing System | RAI-BME-0611-RC-OT1-OTE-21 | Maxium | ME402M0603113541 | 2011-06-21 | COMP | 2016-04-01 | 2017-03-31 | 37010 | KLS Martin | [6 empty] | 825000
356 | OT1 | Syringe Pump | RAI-BME-0504-RC-OT1-CCE-04 | Injectomat Agilia | 20079101 | 2009-06-23 |  |  |  |  | Fresenius Kabi | [6 empty] | 27040
357 | OT1 | Patient Monitor(with ETCO2) | RAI-BME-0806-RC-OT1-CCE-05 | MP-20 | DE62218106 | 2006-08-09 | Comp | 2016-04-01 | 2017-03-31 | 18364.65 | Philips | [6 empty] | 225000
358 | OT1 | OT-Table | RAI-BME-0814-RC-OT1-OTE-14 | Alphaclassic Pro 1118.06B | 10578 | 2014-08-12 |  |  |  |  | Maquet | [6 empty] | 2000000
359 | OT1 | Examination light | RAI-BME-0814-RC-OT1-OTE-15 | Luces10 mobile | AR010062 | 2014-08-12 |  |  |  |  | Maquet | [5 empty] | Received for FREE against the purchase of Rs 2900000 | 0
360 | OT1 | Endomat | RAI-BME-1014-RC-OT1-OTE-16 | Endomat | PV12774 | 2014-10-14 |  |  |  |  | Karl Storz | [6 empty] | 702033 | Foot switch, suction bootle with cap,Tubing set with connector, Bottle stand
361 | OT1 | Bair Hugger | RAI-BME-0115-RC-OT1-CCE-06 | BH-750 | 54859 | 2015-01-03 |  |  |  |  | B.L. Lifesciences | [6 empty] | 75999
362 | OT1 | Image1 H3-Z SPIES , Image1 Connect, Image1 H3-Link, 26" FULL HD Monitor | RAI-BME-0315-RC-OT1-OTE-17 | TH100, TC200EN, TC300, 9826NB | ZV844659-H, NU726731-P, NU726533-P, K41D10094 | 2015-03-19 |  |  |  |  | Karl Storz | [6 empty] | 2300000 | Monitor Stand and 32 GB Pen drive
363 | OT1 | Cold Light Fountain LED-175 | RAI-BME-1215-RC-OT1-OTE-18 | 20161401-1 | TU7700 | 2015-12-17 |  |  |  |  | Karl Storz | [6 empty] | 200469 | Fiber optic cable, Power Cord
364 | OT1 | Thermoflator SCB | RAI-BME-1215-RC-OT1-OTE-19 | 26432008-1 | VU20015 | 2015-12-17 |  |  |  |  | Karl Storz | [6 empty] | 529031 | Tubing, Preheater cable, Filter, Wrench, High pressure tube, power cord
365 | OT1 | 3D laparoscopic System (3D full HD Camera Control Unit CF, 300 W Xenon light Source,3D full HD Monitor ,Ennstein Vision trolley ,Camera Holder for Camera Head | RAI-BME-1215-RC-OT1-OTE-04 | Eninstein Vision Version 2.0 | 472062/4C1 G5888 | 2016-06-01 |  |  |  |  | B-Braun | [5 empty] | Being Pur from Dr. sandeep Dave | 10000000
366 | OT2 | Patient monitor | RAI-BME-0307-RC-OT2-CCE-01 | Mec 2000 | CV-7A100072 | 2007-03-11 |  |  |  |  | Mindray | [6 empty] | 72500
367 | OT2 | OT Table | RAI-BME-0106-RC-OT2-OTE-01 | Operon Nordica | 3221004-L10080 | 2006-01-10 |  |  |  |  | Berchtold | [6 empty] | 1241700
368 |  | OT Table (with Neuro attachment) | RAI-BME-1209-RC-OT2-OTE-02 | MI101 | NM | 2009-12-24 |  |  |  |  | Meditech India | [6 empty] | 194740
369 | OT2 | Xenon nova Light source 175 Watt | RAI-BME-0104-RC-OT2-OTE-03 | 20131520 | E 18945 | 2004-01-05 |  |  |  |  | Karl Storz | [6 empty] | 175000
370 | OT2 | EES Generator | RAI-BME-0106-RC-OT2-OTE-04 | GEN 11 | 1111226453 | 2012-09-30 | Comp | 2015-11-01 | 2016-10-31 | 68400 | Johnson & Johnson | [5 empty] | Rate is finalized against the buy back of GEN04 machine | 650000
371 | OT2 | Diathermy | RAI-BME-0809-RC-OT2-OTE-05 | Force Fx-8C | F8K62725A | 2009-08-11 |  |  |  |  | Valley Lab | [6 empty] | 459500
372 | OT2 | Modular OT | RAI-BME-MMYY-RC-OT2-OTE-08 | NM | NM | NA |  |  |  |  | MGI | [6 empty] | 2100000
373 | OT2 | High definition hub, Camera control unit (SCB Image 1 Hub), HD camera head, 24" HD flat screen monitor | RAI-BME-0311-RC-OT2-OTE-09 | 2220101141, 2222055-3, 9524 N | OY681808-P, NY774326-H, 10-167795 | 2011-03-28 | Lab | 2016-04-01 | 2017-03-31 | 57160.75 | Karlstorz | [6 empty] | 1235913.36
374 | OT2 | Xenon Nova Light source 300 Watt | RAI-BME-0311-RC-OT2-OTE-10 | 20134001 | NY0668501 | 2011-03-28 | Lab | 2016-04-01 | 2017-03-31 | 7412.1 | Karlstorz | [6 empty] | 160279
375 | OT2 | OT Light | RAI-BME-0611-RC-OT2-OTE-11 | MV-10/MV10/MTVV | MV10B1B141011C0296/ MV10B1G141011C0297/ MTVV08000011C0295 | 2011-06-21 | Comp | 2016-04-01 | 2017-03-31 | 57381 | KLS MARTIN | [6 empty] | 1148000
376 | OT2 | Anesthesia work station | RAI-BME-0711-RC-OT2-OTE-12 | Wato 20 | DW13000381 | 2011-07-01 | COMP | 2014-12-01 | 2016-03-31 | 48364 | Mindray | [6 empty] | 650000
377 | OT2 | Force Triad Generator | RAI-BME-0311-RC-OT2-OTE-13 | Force Triad | T1F23126EX | 2011-12-13 |  |  |  |  | Valley Lab | [6 empty] | 1505927.85
378 | OT2 | C-arm Machine | RAI-BME-0312-RC-OT2-OTE-14 | MM5C | 3938 | 2012-03-30 | COMP | 2016-04-01 | 2017-03-31 | 142772 | Siemens | [6 empty] | 1287000
379 | OT2 | Harmonic Next Generation Technology | RAI-BME-0312-RC-OT2-OTE-15 | GEN 11 | 1111204902 | 2012-05-31 | Comp | 2015-11-01 | 2016-10-31 | 68400 | Johnson & Johnson | [5 empty] | Received for FREE against the purchase of Consumables worth Rs.1725970 | 0
380 | OT2 | Bair Hugger | RAI-BME-1214-RC-OT2-CCE-02 | BH-750 | 57970 | 2014-12-26 |  |  |  |  | B.L. Lifesciences | [6 empty] | 75999
381 | OT2 | Fluid Warming Cabinet | RAI-BME-1214-RC-OT2-CCE-03 |  |  | 18/04/2016 | Warranty |  |  |  | Shreeyansh Medical system | [6 empty] | 46378
382 | OT2 | Syringe pump | RAI-BME-0316-RC-OT2-CCE-06 | Injectomat Agilia | 22890459 | 2016-03-17 |  |  |  |  | Fresenius kabi | [6 empty] | 30450 | Power cord
383 | OT2 | Anesthesia work station | RAI-BME-1216-RC-OT2-OTE-16 | Carestation 650 | 1-4629031266 | 2016-12-29 | Warranty 1 Yr |  |  |  | GE | [6 empty] | 1478125
384 | OT3 | Patient Monitor (With Dual IBP & ET- CO2) | RAI-BME-0307-RC-OT3-CCE-01 | Mec 2000 | CV7A100109 | 2007-03-11 |  |  |  |  | Mindray | [6 empty] | 162500
385 | OT3 | OT Table | RAI-BME-MMYY-RC-OT3-OTE-01 | Scorpion | NA | NA |  |  |  |  | Scorpion | [6 empty] | 215000
386 | OT3 | OT light | RAI-BME-1107-RC-OT3-OTE-02 | 3005+3003+3003 | AR010580/584/724 | 2007-11-21 |  |  |  |  | Maquet Hanulux | [6 empty] | 941324
387 | OT3 | C-arm Machine | RAI-BME-0704-RC-OT3-OTE-03 | MM5C | 3051, (i)0376845(ii)0376914 | 2004-07-24 | COMP | 2016-04-01 | 2017-03-31 | 142772 | Siemens | [6 empty] | 1420000
388 | OT3 | Stereo Operating Microscope VM 500 with special handle. | RAI-BME-0408-RC-OT3-OTE-04 | VM 500 | 1597 | 2008-04-18 | LAB | 2016-04-01 | 2017-03-31 | 42828 | Moller wedel | [6 empty] | 1917556
389 | OT3 | Diathermy Machine | RAI-BME-0106-RC-OT3-OTE-05 | Force Fx-8C | 8CF5H40683A | 2006-01-05 |  |  |  |  | Valley Lab | [6 empty] | 335000
390 | OT3 | Aneasthesia workstation | RAI-BME-0110-RC-OT3-OTE-06 | Aestiva/5 7900 | AMRN01452 | 2010-01-29 | COMP | 2016-04-01 | 2017-03-31 | 43697.58 | Datex Ohmeda | [6 empty] | 925000
391 | OT3 | Oscillating saw with cable (Drill machine) | RAI-BME-0108-RC-OT3-OTE-09 | MANMBM001-G993 | E154 | 2008-01-18 |  |  |  |  | Manman Resternotomy saw system | [6 empty] | 43734
392 | OT3 | Oscillating saw with cable (Drill machine) | RAI-BME-0104-RC-OT3-OTE-10 | MANMBM001-G993 | A536 | 2004-01-05 |  |  |  |  | Manman Resternotomy saw system | [6 empty] | 43734
393 | OT3 | Electronic Tourniquet | RAI-BME-MMYY-RC-OT3-OTE-11 | 208 | 3157 | NA |  |  |  |  | Mektronic engg | [6 empty] | 150000
394 | OT3 | Patient Warmer (Bair Hugger) | RAI-BME-1107-RC-OT3-CCE-02 | 505 | 77080 | 2007-11-26 |  |  |  |  | Arizant Healthcare | [6 empty] | 74880
395 | OT3 | Modular OT | RAI-BME-1208-RC-OT3-OTE-13 | NM | NM | 2008-12-05 |  |  |  |  | MGI | [6 empty] | 2184000
396 | OT3 | CT & MRI Assisted Stereotactic System | RAI-BME-1010-RC-OT3-OTE-15 | Virtuoso Universa | 059/10 | 2010-10-30 |  |  |  |  | Kamcon Biotechnology Systems | [6 empty] | 750000
397 | OT3 | AO Synthes TRS Battery Operated Drill System | RAI-BME-1110-RC-OT3-OTE-16 | NM | NM | 2010-11-10 |  |  |  |  | Synthes Medical Pvt.Ltd. | [6 empty] | 1130038 | Synream Reaming System
398 | OT3 | Soring Ultrasonic Dissector | RAI-BME-1110-RC-OT3-OTE-18 | Sonoca-300 | 92603505 | 2010-11-17 | LAB | 2016-04-01 | 2017-03-31 | 44884 | Toshbro Medical Pvt.Ltd. | [6 empty] | 2370427
399 | OT3 | Aesculap Electrical Drill System | RAI-BME-0413-RC-OT3-OTE-19 | Aesculap | 5301 / 1574 | 2013-04-30 | COMP | 2016-02-01 | 2017-03-31 | 80150 | B.Braun | [6 empty] | 1562885.01
400 | OT3 | Electro nuero stimulator | RAI-BME-0613-RC-OT3-OTE-20 | Vygon | 1207PC070 | 2013-06-01 |  |  |  |  | Plexigon | [6 empty] | 54850
401 | OT3 | Pneumatic drill | RAI-BME-0813-RC-OT3-OTE-21 | Midas REX MR7 | P04067066 | 2013-08-12 | COMP | 2016-04-01 | 2017-03-31 | 38046.6 | Medtronics | [6 empty] | 945000
402 | OT3 | Stryker Power Drill | RAI-BME-1013-RC-OT3-OTE-22 | System-6 | 1315004763, 1208204773 | 2013-10-03 |  |  |  |  | Stryker | [6 empty] | 936071
403 | OT3 | Manman Neuro drill Unit | RAI-BME-1015-RC-OT3-OTE-08 | NM | L-340 | 2015-10-27 |  |  |  |  | Manman Manufacturing C. Pvt. Ltd. | [6 empty] | 140084
404 | OT3 | Neuro Surgical Microscope | RAI-BME-1115-RC-OT3-OTE-07 | Pentero 900 | 6637102884 | 2015-11-20 |  |  |  |  | Carl Zeiss | [6 empty] | 15129570
405 | OT3 | Legasure (Vessel Sealing system) | RAI-BME-MMYY-RC-OT3-OTE-17 | Force Triad | T3137462EX | 2014-03-29 |  |  |  |  | Valley Lab (TYCO HEALTHCARE INDIA PVT LTD) | [5 empty] | Received from Unit II | 1669500
406 | OT3 | Electronic Tourniquet | RAI-BME-1115-RC-OT3-OTE-14 | NM | 10849 | 2015-11-04 |  |  |  |  | Mektronic engg | [6 empty] | 15750
407 | OT3 | Electronic Tourniquet | RAI-BME-1115-RC-OT3-OTE-23 | NM | 10878 | 2015-11-04 |  |  |  |  | Mektronic engg | [6 empty] | 15750
408 | OT3 | TRS Battery Operated Drill System | RAI-BME-0416-RC-OT3-OTE-23 | NM | NM | 2016-04-28 | Warranty 2Yr |  |  |  | Synthes Medical Pvt.Ltd./John & John | [5 empty] | After warranty CMC 4% Escalation 5% | 976125 | Synream Reaming System
409 | OT4 | OT Table (with ortho attachment) | RAI-BME-1209-RC-OT4-OTE-02 | MI101 | NM | 2009-12-24 |  |  |  |  | Meditech India | [6 empty] | 179920
410 | OT4 | Diathermy machine | RAI-BME-0809-RC-OT4-OTE-08 | Force Fx-8C | F8H62159A | 2009-08-11 |  |  |  |  | Valley Lab | [6 empty] | 459500
411 | OT4 | Boyles machine | RAI-BME-0104-RC-OT4-OTE-09 | Datex Ohmeda | 1320/A1/0804 | 2004-01-05 |  |  |  |  | Datex Ohmeda | [6 empty] | 150000
412 | OT4 | Slave monitor 23" HD | RAI-BME-1004-RC-OT4-OTE-10 | 22200020, V3C-SX18-A143, 22220030 | DF610317-P, 04-33591, BF612674-H | 2004-10-19 | Lab | 2016-04-01 | 2017-03-31 | 11366.8 | Karl Storz | [6 empty] | 245775
413 | OT4 | Electronic CO2 endoflator | RAI-BME-0104-RC-OT4-OTE-11 | 26430520 | 6408 | 2004-01-05 | Lab | 2016-04-01 | 2017-03-31 | 12023.7 | Karl Storz | [6 empty] | 260000
414 | OT4 | Holmium 30W LASER | RAI-BME-1213-RC-OT4-OTE-12 | Litho | LHT0878-1013 | 2013-12-21 | Comp | 2016-01-01 | 2017-03-31 | 171750 | Quanta system | [6 empty] | 2631250 | Fiber 600um, fiber 400um,200um fiber, google, fiber stripper,cutter,water bottle ,fiber stand ,interlock key
415 | OT4 | C-arm Machine | RAI-BME-0704-RC-OT4-OTE-01 | MM5C | 3939 | 25/05/2012 | COMP | 2016-01-01 | 2017-03-31 | 139289 | Siemens | [5 empty] | Received from Unit II | 1287000
416 | OT4 | OT-Light | RAI-BME-0814-RC-OT4-OTE-04 | Volistra 400+400 | AR025016, AR025017 | 2014-08-12 |  |  |  |  | Maquet | [6 empty] | 900000
417 | OT4 | Syringe pump | RAI-BME-0816-RC-OT4-CCE-01 | Injectomat Agilia | 23015899 | 2016-08-24 | Warranty (3 Yr) |  |  |  | Fresenius kabi | [6 empty] | 30450 | Power cord
418 | OT4 | Syringe pump | RAI-BME-0816-RC-OT4-CCE-02 | Injectomat Agilia | 23047496 | 2016-08-24 | Warranty (3 Yr) |  |  |  | Fresenius kabi | [6 empty] | 30450 | Power cord
419 | NEF | Multipara monitor | RAI-BME-1008-RC-NEF-CCE-01 | Mec1000 | AQ-88115470 | 2008-10-15 |  |  |  |  | Mindray | [6 empty] | 66000
420 | NEF | Multipara monitor | RAI-BME-1008-RC-NEF-CCE-02 | Mec1000 | AQ-88115469 | 2008-10-15 |  |  |  |  | Mindray | [5 empty] | Handed over to Budhar Unit | 66000
421 | NEF | Multipara monitor | RAI-BME-1107-RC-NEF-CCE-03 | MEC-2000 | CV-7A100090 | 03/11/2007 |  |  |  |  | Mindray | [6 empty] | 72500
422 | NEF | Multipara monitor | RAI-BME-1107-RC-NEF-CCE-04 | MEC-2000 | CV-7A100075 | 03/11/2007 |  |  |  |  | Mindray | [6 empty] | 72500
423 | NEF | Multipara monitor | RAI-BME-1107-RC-NEF-CCE-05 | MEC-2000 | CV-7A100087 | 03/11/2007 |  |  |  |  | Mindray | [6 empty] | 72500
424 | NEF | Dialysis machine | RAI-BME-0309-RC-NEF-THE-02 | 4008S | 8VCAMY05 | 2009-03-28 |  |  |  |  | Fresenius medicare | [6 empty] | 556875
425 | NEF | Dialysis machine | RAI-BME-0609-RC-NEF-THE-03 | 4008S | 8VCANA43 | 2009-06-03 | Comp | 2016-04-01 | 2017-03-31 | 58152 | Fresenius medicare | [6 empty] | 556875
426 | NEF | Dialysis machine | RAI-BME-0909-RC-NEF-THE-04 | 4008S | 9VCANY73 | 2009-09-03 |  |  |  |  | Fresenius medicare | [6 empty] | 556875
427 | NEF | Dialysis machine | RAI-BME-0910-RC-NEF-THE-01 | 4008S | OVCASU39 | 2010-09-30 | Comp | 2016-04-01 | 2017-03-31 | 58152 | Fresenius medicare | [6 empty] | 556875
428 | NEF | Syringe Pump | RAI-BME-0609-RC-NEF-CCE-06 | Injectomat Agilia | 19741343 | 2009-06-23 |  |  |  |  | Fresenius Kabi | [6 empty] | 27040
429 | NEF | Dialysis machine | RAI-BME-0811-RC-NEF-THE-05 | 4008S | 1SXA2441 | 2011-08-27 | Comp | 2016-04-01 | 2017-03-31 | 52866 | Fresenius medicare | [6 empty] | 556400
430 | NEF | Dialysis machine | RAI-BME-0811-RC-NEF-THE-06 | 4008S | 1SXA2443 | 2011-08-27 | Comp | 2016-04-01 | 2017-03-31 | 52866 | Fresenius medicare | [6 empty] | 556400
431 | NEF | Dialysis machine | RAI-BME-0811-RC-NEF-THE-07 | 4008S | 2SXAD761 | 2013-03-28 | Comp | 2016-03-26 | 2017-03-31 | 48718.35 | Fresenius medicare | [6 empty] | 588000
432 | NEF | CRRT Machine | RAI-BME-0713-RC-NEF-THE-08 | Prismaflex | PA11059 | 2013-07-01 |  |  |  |  | Gambro | [6 empty] | 892500
433 | NEF | Dialysis machine | RAI-BME-1015-RC-NEF-THE-09 | 4008S | 3SXAR618 | 2015-10-14 |  |  |  |  | Fresenius medicare | [6 empty] | 560000
434 | NEF | Dialysis machine | RAI-BME-1015-RC-NEF-THE-10 | 4008S | 3SXAR074 | 2015-10-14 |  |  |  |  | Fresenius medicare | [6 empty] | 560000
435 | NEF | Dialysis machine | RAI-BME-1015-RC-NEF-THE-11 | 4008S | 3SXAR066 | 2015-10-14 |  |  |  |  | Fresenius medicare | [6 empty] | 560000
436 | NEF | Dialyzer Reprocessing System (Renatron) | RAI-BME-1115-RC-NEF-OTH-01 | 100 series | 13164 | 2015-11-18 |  |  |  |  | Renatron | [6 empty] | 425000 | Diptray, Pressure guage, Renalin -10 Ltr.
437 | NEF | Dialysis Machine | RAI-BME-0215-RC-NEF-THE-12 | 4008S | 4SXABC76 | 2015-02-19 | Comp | 2016-02-20 | 2017-03-31 | 53327.37 | Fresenius medicare | [5 empty] | Donated by Sun& Sun group
438 | NEF | Multipara monitor | RAI-BME-0716-RC-NEF-CCE-07 | Truescope II | M003E012150 | 2016-07-08 | Warranty |  |  |  | Schiller | [6 empty] | 65000 | ECG Cable,SPO2 Cable ,NIBP Cuff,NIBP Cable,Power Cord
439 | GSE | Gastrovideoscope | RAI-BME-0109-RC-GSE-DIA-02 | GF-UE160-AL5, GF-UCT140-AL5, EU-ME1, GIF-Q150, CF-Q150L, TJF-150, CV-150, Sony-20, NA-200H-8022-B, SIF-Q180, OBCU, ST-SB1 | 1811101, 1810952,1800058, 2800602, 2800371, 2800172, 7832187, 3316939, 2811268, 7700216 | 2009-01-22 | Lab | 2016-04-01 | 2017-03-31 | 378098 | Olympus | [5 empty] | schiller | 12480000 | Gastrovideoscope, Endoscopic ultra sound center, Gastrointestinal videoscope, Colonovideoscope, Duodenovideoscope, Video system center, Sony monitor, EZ shot , aspiration needle, Small intestinal videoscope, Balloon control unit, Single use splinting tube
440 | GSE | Diathermy Machine | RAI-BME-0504-RC-GSE-DIA-03 | Opera | NA | 2004-05-01 |  |  |  |  | L&T | [6 empty] | 220000
441 | GSE | Patient Monitor | RAI-BME-0911-RC-GSE-CCE-02 | MEC 1000 | AQ-17157547 | 2011-09-24 |  |  |  |  | Mindray | [6 empty] | 73500
442 | GSE | Gastrointestinal Videoscope (Lower GI scope) | RAI-BME-0512-RC-GSE-DIA-04 | GIF Q180, CV-180, CLV-180, MAJ-1430,MB-155 | 2203559, 7104155,7113320, 7112532 | 2012-05-05 | Lab | 2016-04-01 | 2017-03-31 | 66735.18 | Olympus | [6 empty] | 2100000 | Video processor, Light sourceLight source, Videoscope cable, Leakage tester
443 | GSE | X-Ray Machine 300mA | RAI-BME-0612-RC-GSE-RAD-02 | MP10+ /KLH, Vision 3000 | 3276, 3375 | 2012-06-23 |  |  |  |  | Siemens | [6 empty] | 700000 | Fluorovision
444 | GSE | FibroScan | RAI-BME-0612-RC-GSE-DIA-05 | FS 502 Touch | F60083 | 2012-06-14 | Comp | 2016-04-01 | 2017-03-31 | 744250 | Echosens | [6 empty] | 7545420
445 | GSE | Microscope | RAI-BME-MMYY-RC-GSE-LAB-02 | Vision 2000 | 4090221 | NA |  |  |  |  | Labomed | [6 empty] | 20000
446 | GSE | Boyles Machine | RAI-BME-0104-RC-GSE-OTE-06 | Mediline Classic | NA | 2004-01-05 |  |  |  |  | Esab India Ltd | [6 empty] | 150000
447 | GSE | Spy glass | RAI-BME-1013-RC-GSE-DIA-06 | M00546040/M00546120/M00546190 | 1224902, 3002040,BSC0110 | 2013-10-10 |  |  |  |  | Bostan scientific | [6 empty] | 3737205 | Assy cart spy glass, Irrigation tube,TM system camera, Small storage tray, Spy glass camera, Video monitor,Footswitch, Lightsource
448 | GSE | Endocarbon | RAI-BME-0614-RC-GSE-OTE-07 | m.EC | 8036 | 2014-06-11 |  |  |  |  | Mitra Medicals | [6 empty] | 115500
449 | GSE | Irrigation Pump | RAI-BME-0614-RC-GSE-OTE-08 | Ottomed | 9008 | 2014-06-11 |  |  |  |  | Mitra Medicals | [6 empty] | 115500
450 | GSE | Electro Surgery Unit | RAI-BME-0614-RC-GSE-OTE-09 | VIO 200D (with APC 2) | 11379342/11379346 (APC) | 2014-06-19 |  |  |  |  | ERBE | [6 empty] | 1300000
451 | GSE | Endowasher | RAI-BME-0814-RC-GSE-OTE-10 | QUBEX-T | 1408001 | 2014-08-07 |  |  |  |  | Mitra Medicals | [6 empty] | 350000
452 | GSE | Syringe pump | RAI-BME-0914-RC-GSE-CCE-03 | Perfusor Compact | 204355 | 2014-09-09 |  |  |  |  | B.Braun | [6 empty] | 33075
453 | GSE | Defibrillator | RAI-BME-0815-RC-GSE-CCE-04 | DFM-100 | CN32601737 | 2015-08-07 | Comp | 2016-04-01 | 2017-03-31 | 6555.13 | Philips | [5 empty] | Handed over to Metro (Raigarh) Unit | 172000 | ECG Cable, AED Cable,Power Cord,Paper roll
454 | GSE | Gastro Video Endoscopy System with Manual Endowasher | RAI-BME-1115-RC-GSE-DIA-07 | GIF-H170, CF-H170L, TJF-150, Cv-170, MAJ-1558, TD-20, MB-155, LMD2110MD, | 2512133, 2500936,2501589,7544855, 7500637, 21500115, 3203282 | 2015-11-06 |  |  |  |  | Olympus | [6 empty] | 2611179 | Gastrointestestinal Videoscope, Colonovideoscope, Duodenovideoscope, Proccesor, Video cable, Manual Endowasher, Leakage tester, Pendrive, Software(AMBALSOFT)
455 | GSE | Bronchoscopy System | RAI-BME-1215-RC-GSE-DIA-08 | BF-1TQ170, CV-170, MB-155 | 2400067, 7544854, 320368 | 2015-12-03 |  |  |  |  | Olympus | [6 empty] | 1850000 | Bronchovideoscope, Video System, Leakage tester, 21 "Monitor, Trolley, Dongle , Pendrive, Computer System
456 | GSE | Patient Monitor | RAI-BME-0516-RC-GSE-CCE-05 | Truscope-II | M003E012092 | 2016-05-18 | Warranty |  |  |  | Schiller | [6 empty] | 65000 | SPO2 probe, ECG cable, NIBP Cable & Cuff, Temp. probe, Monior Stand
457 | GSE | Patient Monitor | RAI-BME-0516-RC-GSE-CCE-06 | Truscope-II | M003E013259 | 2016-05-18 | Warranty |  |  |  | Schiller | [6 empty] | 65000 | SPO2 probe, ECG cable, NIBP Cable & Cuff, Temp. probe, Monitor Stand
458 | GSE | ERCP Table(OT table) | RAI-BME-1216-RC-GSE-OTE-01 | Gearmatc |  | 2016-12-26 | Warranty 1 Yr |  |  |  | Medisearch | [6 empty] | 72765
459 | URO | Urodynamics System | RAI-BME-0614-RC-URO-DIA-01 | UMS | 214042 | 2014-06-04 | cmc | 2016-07-01 | 2017-03-31 | 41400 | UniqueMedical Device | [6 empty] | 475000 | 1. Pressure Transducer, 2. Cable for Pr. Transducer, 3. 3 Way Stop Cock, 4. Manometer Extension Line, 5. 2-Lumen Cystometer Catheter, 6. Rectal Ballon Catheter, 7. Urine Container, 8. Plastic Funnel for Uroflowmwtry, 9. Infusion Set
460 | PHY | Vibrator | RAI-BME-1009-RC-PHY-THE-01 | 717 W | NM | 2009-09-01 |  |  |  |  | Daito Electric Machine industry Co.Ltd (Thrive Co. Ltd) | [6 empty] | 7875
461 | PHY | Vibrator | RAI-BME-1010-RC-PHY-THE-02 | Thrive 717 W | NM | 2010-10-06 |  |  |  |  | Biomed INC | [6 empty] | 13261
462 | PHY | Vibrator | RAI-BME-1010-RC-PHY-THE-03 | Thrive 717 W | NM | 2010-10-06 |  |  |  |  | Biomed INC | [6 empty] | 13261
463 | PHY | Ultrasound | RAI-BME-1010-RC-PHY-THE-04 | JMD-BMI-US | 246-01-10 | 2010-10-06 |  |  |  |  | Biomed INC | [6 empty] | 12819
464 | PHY | Short Wave Diathermy-500W | RAI-BME-0211-RC-PHY-THE-05 | JMD-2010-DR | 84 | 2011-02-02 |  |  |  |  | Biomed INC | [6 empty] | 32270
465 | PHY | Continuous Passive motion | RAI-BME-1010-RC-PHY-THE-06 | NM | NM | 2010-10-06 |  |  |  |  | Biomed INC | [6 empty] | 21660
466 | PHY | Muscle Stimulator | RAI-BME-1010-RC-PHY-THE-07 | BMI-MSTL | 009-02-10 | 2010-10-06 |  |  |  |  | Biomed INC | [6 empty] | 7957
467 | PHY | Interferential Therapy LCD | RAI-BME-1010-RC-PHY-THE-08 | NM | NM | 2010-10-06 |  |  |  |  | Biomed INC | [6 empty] | 34479
468 | PHY | Tilt Table | RAI-BME-1010-RC-PHY-THE-09 | NM | NM | 2010-10-06 |  |  |  |  | Biomed INC | [6 empty] | 34037
469 | PHY | Traction Unit | RAI-BME-1010-RC-PHY-THE-10 | TR-10 | 044-01-10 | 2010-10-06 |  |  |  |  | Biomed INC | [6 empty] | 32711
470 | PHY | Wax Bath(Big) | RAI-BME-1010-RC-PHY-THE-11 | NM | NM | 2010-10-06 |  |  |  |  | Biomed INC | [6 empty] | 7514
471 | PHY | Tens-4 | RAI-BME-1010-RC-PHY-THE-12 | NA | NM | 2010-10-06 |  |  |  |  | Biomed INC | [6 empty] | 8399
472 | PHY | UVR Lamp | RAI-BME-1010-RC-PHY-THE-13 | NM | NM | 2010-10-06 |  |  |  |  | Biomed INC | [6 empty] | 6631
473 | PHY | Infrared Lamp | RAI-BME-1010-RC-PHY-THE-14 | Brite-150 W | NM | 2010-10-06 |  |  |  |  | Biomed INC | [6 empty] | 663
474 | PHY | IFT machine | RAI-BME-0715-RC-PHY-THE-15 | SKE021 | SKE672015 | 2015-07-10 |  |  |  |  | S.K. Enterprises | [6 empty] | 23625 | T/T cables,Pads Blue Red,Strap set,Power Cord
475 | CTH | Cath lab with 3 panel | RAI-BME-1107-RC-CTH-CAR-01 | Axiom artis dfc , Infinity vista | 35801, 5398633753, 104383 | 2007-11-02 | Comp | 2016-04-01 | 2017-03-31 | 2319507 | Siemens, Dragger | [6 empty] | 15699983 | Patient monitor, pressure injector
476 | CTH | Syringe pump | RAI-BME-1207-RC-CTH-CCE-01 | Injectomat agilia | 19982218 | 2007-12-11 |  |  |  |  | Fresenius kabi | [6 empty] | 47452
477 | CTH | Syringe pump | RAI-BME-1207-RC-CTH-CCE-02 | Injectomat agilia | 19982356 | 2007-12-11 |  |  |  |  | Fresenius kabi
478 | CTH | Defibrillator | RAI-BME-0407-RC-CTH-CCE-03 | heart start XL | US00455991 | 2007-04-24 | Comp | 2016-04-01 | 2017-03-31 | 17175 | Philips | [5 empty] | PO : 92140004944 Value: 652959 | 250000
479 | CTH | IABP machine | RAI-BME-0708-RC-CTH-CAR-04 | S98XT | S81282-H8 | 2008-07-25 |  |  |  |  | Datascope | [6 empty] | 658697
480 | CTH | Dual chamber pacemaker | RAI-BME-0307-RC-CTH-CAR-05 | Micropace EV 4570 | K 1911 | 2007-03-11 |  |  |  |  | PACE Medical Inc. | [6 empty] | 180000
481 | CTH | Dual chamber pacemaker | RAI-BME-1107-RC-CTH-CAR-06 | Micropace EV 4570 | K 1910 | 2007-03-11 |  |  |  |  | PACE Medical Inc. | [6 empty] | 180000
482 | CTH | Single chamber pacemaker | RAI-BME-1107-RC-CTH-CAR-07 | Micropace EV 4543 | MVBX7428 | 2007-03-11 |  |  |  |  | PACE Medical Inc. | [6 empty] | 67500
483 | CTH | Temporary Pace maker | RAI-BME-0109-RC-CTH-CAR-08 | 3085 | 414023 | 2009-01-17 |  |  |  |  | Phoenix medicare | [6 empty] | 165000
484 | CTH | ACT Machine | RAI-BME-1107-RC-CTH-CAR-09 | G5755000 | 640723301 | 2007-11-26 |  |  |  |  | Helena Laboratory | [6 empty] | 98800
485 | CTH | Single Chamber Pacemaker | RAI-BME-MMYY-RC-CTH-CAR-10 |  | PEP101038R | NA |  |  |  |  | Medtronic | [6 empty] | 81900
486 | CTH | ACT Machine | RAI-BME-0312-RC-CTH-CAR-11 | ACT 200 | ACT2003622 | 2012-03-16 |  |  |  |  | Medtronic | [6 empty] | 341250
487 | OPD | PFT (Spirometer) | RAI-BME-0707-RC-OPD-CCE-01 | helios 401 | 401 | 2007-07-25 |  |  |  |  | Recorder medicare system | [6 empty] | 44000
488 | OPD | Digital EEG Machine | RAI-BME-0307-RC-OPD-CCE-02 | Neuro Page Plus | NA | 2007-03-18 | LAB | 2016-04-01 | 2017-03-31 | 6450 | Medicaid Systems | [6 empty] | 215000
489 | OPD | EMG Machine | RAI-BME-0307-RC-OPD-CCE-03 | Neuro Perfect | NA | 2007-03-18 | LAB | 2016-04-01 | 2017-03-31 | 6450 | Medicaid Systems | [6 empty] | 250000
490 | OPD | Digital Transcranial Doppler | RAI-BME-1010-RC-OPD-CCE-04 | Sonaratek | PVK0287 | 2010-10-30 |  |  |  |  | Carefusion | [6 empty] | 771000
491 | OPD | Patient Monitor | RAI-BME-0911-RC-OPD-CCE-06 | MEC 1000 | AQ-17157545 | 2011-09-24 |  |  |  |  | Mindray | [6 empty] | 73500
492 | OPD | EEG Machine | RAI-BME-0513-RC-OPD-CCE-07 | Maximus 24 | MX240113042 | 2013-05-08 | COMP | 2016-04-01 | 2017-03-31 | 14236.5 | RMS | [6 empty] | 250900
493 | OPD | EMG Machine | RAI-BME-0513-RC-OPD-CCE-08 | Aleron 401 | EMGM2 / 131031 / ADBX | 2013-05-08 | COMP | 2016-04-01 | 2017-03-31 | 14236.5 | RMS | [6 empty] | 299150
494 | OPD | ECG Machine | RAI-BME-0416-RC-OPD-CCE-05 | Cardioart 9108 | DUTB6A3949 | 2016-04-29 |  |  |  |  | BPL Healthcare | [6 empty] | 82000 | ECG Cable,Bulbs, Clamps, Power cord
495 | LPT | Incubator | RAI-BME-MMYY-RC-LPT-LAB-01 | NM | NM | NA |  |  |  |  | Secor India | [6 empty] | 8500
496 | LPT | Microscope | RAI-BME-0210-RC-LPT-LAB-03 | LX300 | 100127737 | 2010-02-20 |  |  |  |  | Labomed | [6 empty] | 26855
497 | LPT | Centrifuge (16X15) | RAI-BME-0210-RC-LPT-LAB-06 | R8C | LCLC-8853 | 2010-02-20 |  |  |  |  | REMI | [6 empty] | 17337
498 | LPT | Auto Analyser | RAI-BME-0908-RC-LPT-LAB-10 | BS-200 | WN86100221 | 2008-09-25 | LAB | 2016-04-01 | 2017-03-31 | 52250 | Lilac Medicare Pvt Ltd (Mindray) | [6 empty] | 754000
499 | LPT | ABG & Electrolyte Machine | RAI-BME-0909-RC-LPT-LAB-11 | Cobas B 221 | 8357 | 2009-09-29 |  |  |  |  | Roche | [6 empty] | 1300000
500 | LPT | Cell Counter | RAI-BME-0111-RC-LPT-LAB-12 | MICROS 60 OS | 010OS89553 | 2011-01-02 | Lab | 2016-04-01 | 2017-03-31 | 23804 | HORIBA MEDICAL | [6 empty] | 367000
501 | LPT | Blood Storage Cabinet with Temp Circular Metre | RAI-BME-0811-RC-LPT-LAB-14 | 200 Dx | 1156 | 2011-08-26 | LAB | 2015-08-01 | 2017-03-31 | 19200 | Authentics | [6 empty] | 83512
502 | LPT | Nyco Card Reader | RAI-BME-0112-RC-LPT-LAB-15 | Nyco Card | 74601 | 2012-01-10 |  |  |  |  | Rapid Diagnostics Pvt. Ltd. | [6 empty] | 51450
503 | LPT | Coagulometer | RAI-BME-0112-RC-LPT-LAB-16 | KC1A Delta | 11G62035 | 2012-01-10 |  |  |  |  | Rapid Diagnostics Pvt. Ltd. | [6 empty] | 99750
504 | LPT | Centrifuge (16X15) | RAI-BME-MMYY-RC-LPT-LAB-17 | R8C | DFLC-4401 | [5 empty] | REMI | [6 empty] | 18842
505 | LPT | Mini vidas Analyser | RAI-BME-0109-RC-LPT-LAB-18 | Mini vidas | IVD 1205304 | 2009-01-24 | Lab | 2016-04-01 | 2017-03-31 | 32775 | Bio Merieux | [6 empty] | 728000
506 | LPT | Elisa Reader | RAI-BME-0210-RC-LPT-LAB-19 | Stat fax 325 Plus | 325-1531 | 2010-02-20 |  |  |  |  | Awarenrrs Tech | [6 empty] | 121892
507 | LPT | Semiauto Analyzer | RAI-BME-1013-RC-LPT-LAB-02 | Micro lab 300 | 126244 | 2013-10-19 | Lab | 2016-04-01 | 2017-03-31 | 15114 | MERCK | [6 empty] | 237037
508 | LPT | Electrophoresis | RAI-BME-0214-RC-LPT-LAB-08 | Genio-s | 18301D54 | 2014-02-12 |  |  |  |  | Lilac Medicare Pvt Ltd | [6 empty] | 824250 | Computer set ,Laser printer,Genio master kit (2)
509 | LPT | Centrifuge Machine | RAI-BME-0414-RC-LPT-LAB-20 | R-8CBL | LCLC1-5196 | 2014-04-08 |  |  |  |  | REMI | [6 empty] | 4987
510 | LPT | Binocular Microscope | RAI-BME-0414-RC-LPT-LAB-21 | CX21i | 13L361 | [5 empty] | OLYMPUS | [6 empty] | 46925
511 | LPT | Centrifuge Machine | RAI-BME-0115-RC-LPT-LAB-07 | R-8CBL | CHLC-8372 | 2015-01-02 |  |  |  |  | REMI | [6 empty] | 40291
512 | LPT | Urine Analyzer | RAI-BME-0516-RC-LPT-LAB-04 | Laura Smart | 2552-1-201603 | 2016-05-31 | Warranty |  |  |  | Transasia | [6 empty] | 68000
513 | LPT | Centrifuse | RAI-BME-0516-RC-LPT-LAB-05 | R-8CBL |  | 2016-11-01 | Warranty |  |  |  | Remi | [6 empty] | 47929 | Power Cord
514 | LMB | Laminar Air Flow | RAI-BME-MMYY-RC-LMB-LAB-01 | NM | 6240807 | NA |  |  |  |  | Sonar | [6 empty] | 150000
515 | LMB | Incubator | RAI-BME-MMYY-RC-LMB-LAB-02 | NM | NM | NA |  |  |  |  | Coslab | [6 empty] | 650000
516 | LMB | Hot air oven | RAI-BME-MMYY-RC-LMB-LAB-04 | NM | NM | NA |  |  |  |  | Secor India | [6 empty] | 15000
517 | LMB | Electronic Micro Pipette | RAI-BME-0410-RC-LMB-LAB-08 | Novvs | FK07708 | 2010-04-16 |  |  |  |  | Thermo | [6 empty] | 28730
518 | LMB | Automated Blood Culture System BACTEC | RAI-BME-1110-RC-LMB-LAB-09 | 9050 | 7NB7300 | 2010-11-12 | LAB | 2016-04-01 | 2017-03-31 | 41659 | BD | [6 empty] | 624000
519 | LMB | Autoclave (Vertical- 3 KW) | RAI-BME-MMYY-RC-LMB-LAB-10 | YSI-402 | 12A326 | 2012-04-04 |  |  |  |  | Yorco | [6 empty] | 76913
520 | LMB | Autoclave (Vertical-3 KW) | RAI-BME-MMYY-RC-LMB-LAB-11 | YSI-402 | 12F2384 | 2012-10-01 |  |  |  |  | Yorco | [6 empty] | 76913
521 | LMB | Weighing scale | RAI-BME-1013-RC-LMB-LAB-12 | GP-413 | 2131512 | 2013-11-13 |  |  |  |  | Acme | [6 empty] | 34673.63
522 | LMB | Centrifuge Machine | RAI-BME-0214-RC-LMB-LAB-13 | R-8BL | LCLC-15932 | 2014-02-03 |  |  |  |  | Remi | [6 empty] | 42306
523 | LMB | Binocular Microscope | RAI-BME-0214-RC-LMB-LAB-14 | CH-20i | 13H676 | 2014-02-03 |  |  |  |  | Olympus | [6 empty] | 34245
524 | LMB | Hot air oven | RAI-BME-0314-RC-LMB-LAB-15 | HAO-18M | 1625 | 2014-03-31 |  |  |  |  | Acme | [6 empty] | 24444
525 | LMB | Deep Freezer (-20 ) | RAI-BME-0314-RC-LMB-LAB-16 | DF 380 | 1626 | 2014-03-31 |  |  |  |  | Acme | [6 empty] | 153800
526 | LMB | Digital Incubator | RAI-BME-0314-RC-LMB-LAB-17 | INC 18M | 1624 | 2014-03-31 |  |  |  |  | Acme | [5 empty] | endo | 28000
527 | LMB | Serological water Bath | RAI-BME-0314-RC-LMB-LAB-18 | WBS13S | 1628 | 2014-03-31 |  |  |  |  | Acme | [6 empty] | 14870
528 | LMB | Biosafty Cabinet | RAI-BME-0314-RC-LMB-LAB-05 | BSC3S | 1631 | 2014-03-31 |  |  |  |  | Acme | [6 empty] | 213885
529 | LMB | Laminar Air Flow | RAI-BME-0314-RC-LMB-LAB-06 | LAF3S | 1630 | 2014-03-31 |  |  |  |  | Acme | [6 empty] | 135970
530 | RAD | CT Scan | RAI-BME-0912-RC-RAD-RAD-01 | Somatom Emotion 16 slice | 85667 (Syngo plaza-200163) | 2012-08-12 | COMP | 2016-08-12 | 2017-08-11 | 2181096 | Siemens | [5 empty] | 1022139883(Company ID) | 12600000
531 | RAD | Voltage Stabilizer 70 KVA | RAI-BME-0912-RC-RAD-RAD-03 |  |  | 2012-08-12 |  | 2016-08-12 | 2017-08-11
532 | RAD | UPS | RAI-BME-0912-RC-RAD-RAD-04 |  |  | 2012-08-12 |  | 2016-08-12 | 2017-08-11
533 | RAD | Single Head Pressure Injector | RAI-BME-0912-RC-RAD-RAD-05 |  | 826012617 | 2012-08-12 |  | 2016-08-12 | 2017-08-11 |  | Meditron
534 | RAD | Workstation | RAI-BME-0912-RC-RAD-RAD-06 | Z400 | 200163 | 2012-08-12 |  | 2016-08-12 | 2017-08-11 |  | Syngo Plaza
535 | RAD | Sonography machine | RAI-BME-0504-RC-RAD-RAD-07 | Sonoline G-50, L10 5, C5 2, P4-2 | GEE 1404, AH75011 | 2004-05-01 |  |  |  |  | Siemens | [6 empty] | 2000000 | Transducer (small), Transducer (large), Ultra sound transducer(cardiac probe)
536 | RAD | Colour Doppler System | RAI-BME-1210-RC-RAD-RAD-11 | XARIO (SSA-660A), PVT 375BT, PLT 704AT, PVT 661VT | 15E 10X 2802, TDA 1092394, TDA 10X3520, 99B1092019 | 2010-12-03 | Lab | 2016-04-01 | 2017-03-31 | 42079 | Toshiba | [6 empty] | 1668000 | Convex Probe, IVT Probe, Linear Probe
537 | RAD | X-Ray Machine | RAI-BME-0612-RC-RAD-RAD-15 | MP - 15 | 03817/3829 | 2012-06-23 | Comp | 2016-04-01 | 2017-03-31 | 152198 | Siemens | [6 empty] | 1368745.33
538 | RAD | X-ray machine (Mobile) 100 mA | RAI-BME-0510-RC-RAD-RAD-18 | AXD-100i | MB,7670510 | 2010-05-15 |  |  |  |  | Allans | [6 empty] | 100000
539 | RAD | X-ray machine (Mobile) 150 mA | RAI-BME-0510-RC-RAD-RAD-19 | MARS 6/SBM | 2K100506104 | 2010-05-27 | COMP | 2016-04-01 | 2017-03-31 | 49235 | Allengers | [6 empty] | 350000
540 | RAD | X-Ray Machine (Mobile) 60mA | RAI-BME-0510-RC-RAD-RAD-20 | MM 2.5 | 33030 | 2010-05-05 | Comp | 2016-04-01 | 2017-03-31 | 54974 | Siemens | [6 empty] | 220000
541 | RAD | MRI Machine | RAI-BME-1214-RC-RAD-RAD-08 | Avanto Dot | 57247 | 2014-12-30 |  |  |  |  | Siemens | [6 empty] | 64360000
542 | RAD | Pressure Injector | RAI-BME-1214-RC-RAD-RAD-09 | NM | 100533 | 2014-12-19 |  |  |  |  | Medrad
543 | RAD | UPS (120 KVA) | RAI-BME-1214-RC-RAD-RAD-10 | MPT 120 6P | NM | 2014-10-28 |  |  |  |  | Riello
544 | RAD | Pulse Oximeter | RAI-BME-1214-RC-RAD-CCE-12 | 7500FO | 501746810 | 2014-12-23 |  |  |  |  | Nonin
545 | RAD | Boyles Apparatus | RAI-BME-1214-RC-RAD-OTE-13 | Medicare Omega NM | NM | 2014-12-19 |  |  |  |  | UMA industries
546 | RAD | Defibrilattor | RAI-BME-0215-RC-RAD-CCE-14 | DFM100 | CN32601490 | 2015-02-28 |  |  |  |  | philips | [6 empty] | 180000 | Ecg cable, AED cable, External cable, Cable lock
547 | RAD | Sonography and color doppler | RAI-BME-0616-RC-RAD-RAD-16 | Aplio 300 | N5C1612490 | 2016-06-10 | W |  |  |  | Toshiba | [6 empty] | 3050000 | Linear and convex probes,Thermal printer
548 | GW1 | Syringe Pump | RAI-BME-0609-RC-GW1-CCE-01 | Injectomat Agilia | 20079105 | 2009-06-23 |  |  |  |  | Fresenius Kabi | [6 empty] | 27040
549 | GW1 | Syringe Pump | RAI-BME-1014-RC-GW1-CCE-02 | Injectomat Agilia | 19741315 | 2009-06-23 |  |  |  |  | Fresenius Kabi | [6 empty] | 27040
550 | GW1 | ECG Machine | RAI-BME-1007-RC-GW1-CCE-03 | Trim 1 | US80715517 | 2007-10-18 | Comp | 2016-04-01 | 2017-03-31 | 11321.76 | Phillips | [6 empty] | 64236
551 | GW1 | Patient Monitor | RAI-BME-1114-RC-GW1-CCE-04 | G-30 | CN32713096 | 2014-11-11 |  |  |  |  | Philips | [6 empty] | 78000
552 | GW2 | Syringe Pump | RAI-BME-0609-RC-GW2-CCE-01 | Injectomat Agilia | 20079099 | 2009-06-23 |  |  |  |  | Fresenius Kabi | [6 empty] | 27040
553 | GW2 | Syringe Pump | RAI-BME-0609-RC-GW2-CCE-02 | Injectomat Agilia | 19741296 | 2009-06-23 |  |  |  |  | Fresenius Kabi | [6 empty] | 27040
554 | GW2 | Defibrillator | RAI-BME-0815-RC-GW2-CCE-03 | DFM-100 | CN32601738 | 2015-08-07 | Comp | 2016-08-06 | 2017-03-31 | 6555.13 | Philips | [6 empty] | 172000 | ECG Cable, AED Cable,Power Cord,Paper roll
555 | GW2 | ECG Machine | RAI-BME-0416-RC-GW2-CCE-04 | Cardioart 9108 | DUTB6A3996 | 2016-04-29 | Warranty |  |  |  | BPL Healthcare | [6 empty] | 82000 | ECG Cable,Bulbs, Clamps, Power cord
556 | TMT | Tread-Mill (TMT machine) | RAI-BME-1007-RC-TMT-CAR-01 | Cardio Soft 6.51 Version | 60050701447 | 2007-10-13 | Comp | 2016-04-01 | 2017-03-31 | 49939.94 | Wipro GE Healthcare | [6 empty] | 90000
557 | TMT | Cardiosoft | RAI-BME-1007-RC-TMT-CAR-02 | Cardiosoft | AAE07242483TA | 2007-10-13 |  |  |  |  | HP | [6 empty] | 160000
558 | TMT | Compaq PC 15'' LCD Monitor |  | NA | INA72003F1/CNN7150HZ2 | 2007-09-18 |  |  |  |  | Compaq | [6 empty] | 42468
559 | TMT | Holter with 3 recorder | RAI-BME-0208-RC-TMT-CAR-04 | NM | SA207381725GA | 2008-02-27 |  |  |  |  | Wipro GE Healthcare | [6 empty] | 520000
560 | TMT | ECHO machine | RAI-BME-0907-RC-TMT-CAR-05 | M2540A Envisor UP-897 MD | CH45070457 149495 | 2007-09-24 |  |  |  |  | Philips Sony | [6 empty] | 2036000 | TEE Probes Printer for Echo Machine
561 | TMT | Portable Echo machine | RAI-BME-1008-RC-TMT-CAR-08 | Sonosite Micromaxx | 03CMT9 | 2008-10-16 |  |  |  |  | Sonosite | [6 empty] | 1072606
562 | TMT | Defibrillator | RAI-BME-1007-RC-TMT-CCE-01 | Heart Start XL | US00455986 | 2007-10-24 | Comp | 2016-04-01 | 2017-03-31 | 17175 | Philips | [6 empty] | 175000
563 | TMT | ECHO machine | RAI-BME-1211-RC-TMT-CAR-09 | Ie33, nm, Office Jet 6000, HP | B05WTX, B08CCH, B08J9Y, B07M5X, B07M5X, B09729, 83321009100895, CN1731F13R, INA138VGZX | 2011-12-28 | Comp | 2016-04-01 | 2017-03-31 | 381621.63 | Philips, HP | [6 empty] | 6154000 | S8 probe, S12-4 probe, S5-1 probe, X5-1 probe, TEE Probe, 3KVA online UPS with PC, Printer for Echo Machine, PC
564 | TMT | Portable Echo machine | RAI-BME-0815-RC-TMT-CAR-06 | M-Turbo | WK2H7X, 03Z330, 03YKVC | 2015-08-27 |  |  |  |  | Sonosite | [6 empty] | 1150001 | Adult cardiac probe, Paediatric Cardiac Probe, Mini dock, Power Supply
565 | PW1 | Syringe Pump | RAI-BME-1107-RC-PW1-CCE-02 | Injectomat Agilia | 19982221 | 2007-11-12 |  |  |  |  | Fresenius Kabi | [6 empty] | 23726
566 | PW1 | Syringe Pump | RAI-BME-1107-RC-PW1-CCE-03 | Injectomat Agilia | 19982222 | 2007-11-12 |  |  |  |  | Fresenius Kabi | [6 empty] | 23726
567 | PW1 | Syringe Pump | RAI-BME-0914-RC-PW1-CCE-01 | Perfusor Compact | 204458 | 2014-09-09 |  |  |  |  | B.Braun | [6 empty] | 33075
568 | PW1 | Patient Monitor | RAI-BME-1114-RC-PW1-CCE-04 | G-30 | CN32713097 | 2014-11-11 |  |  |  |  | Philips | [6 empty] | 78000
569 | PW1 | Patient Monitor | RAI-BME-1114-RC-PW1-CCE-05 | Truscope-II | M003E012406 | 2016-02-24 |  |  |  |  | Schiller | [6 empty] | 65000 | ECG Cable, Spo2 Probe , NIBP cable and Cuff, Power cord, Temp. Probe
570 | PW1 | ECG Machine | RAI-BME-0416-RC-PW1-CCE-06 | Cardioart 9108 | DUTB6B4040 | 2016-04-29 | Warranty |  |  |  | BPL Healthcare | [6 empty] | 82000 | ECG Cable,Bulbs, Clamps, Power cord
571 | PW2 | Syringe Pump | RAI-BME-0609-RC-PW2-CCE-01 | Injectomat Agilia | 20079114 | 2009-06-23 |  |  |  |  | Fresenius Kabi | [6 empty] | 27040
572 | PW2 | Syringe Pump | RAI-BME-0609-RC-PW2-CCE-02 | Injectomat Agilia | 20079115 | 2009-06-23 |  |  |  |  | Fresenius Kabi | [6 empty] | 27040
573 | PW2 | Syringe Pump | RAI-BME-0609-RC-PW2-CCE-03 | Injectomat Agilia | 20079116 | 2009-06-23 |  |  |  |  | Fresenius Kabi | [6 empty] | 27040
574 | PW2 | Patient Monitor | RAI-BME-1114-RC-PW2-CCE-05 | G-30 | CN32713098 | 2014-11-11 |  |  |  |  | Philips | [6 empty] | 78000
575 | PW2 | Patient Monitor | RAI-BME-0216-RC-PW2-CCE-04 | Truscope-II | M003E012940 | 2016-02-24 |  |  |  |  | Schiller | [6 empty] | 65000 | ECG Cable, Spo2 Probe , NIBP cable and Cuff, Power cord, Temp. Probe
576 | PW2 | ECG Machine | RAI-BME-0311-RC-PW2-CCE-06 | AT-2C | 020-12345 | 2011-03-09 | LAB | 2015-04-01 | 2016-03-31 | 3402.2 | Schiller | [6 empty] | 65000
577 | PW3 | Syringe Pump | RAI-BME-0609-RC-PW3-CCE-01 | Injectomat agilia | 19741316 | 2009-06-23 |  |  |  |  | Fresenius Kabi | [6 empty] | 27040
578 | PW3 | Syringe Pump | RAI-BME-0609-RC-PW3-CCE-02 | Injectomat agilia | 19741317 | 2009-06-23 |  |  |  |  | Fresenius Kabi | [6 empty] | 27040
579 | PW3 | Syringe Pump | RAI-BME-0609-RC-PW3-CCE-03 | Injectomat agilia | 19741318 | 2009-06-23 |  |  |  |  | Fresenius Kabi | [6 empty] | 27040
580 | PW3 | ECG Machine | RAI-BME-1007-RC-PW3-CCE-04 | Pagewriter Trim 1 | US80715516 | 2007-10-18 | Comp | 2016-04-01 | 2017-03-31 | 11321.76 | Philips | [6 empty] | 64236
581 | PW3 | Patient Monitor | RAI-BME-1107-RC-PW3-CCE-05 | Mec 2000 | CV-7A100081 | 2007-11-03 |  |  |  |  | Mindray | [6 empty] | 72500
582 | PW3 | Patient Monitor | RAI-BME-1107-RC-PW3-CCE-06 | Mec 2000 | CV-7A100093 | 2007-11-03 |  |  |  |  | Mindray | [6 empty] | 72500
583 | PW3 | Syringe Pump | RAI-BME-0914-RC-PW3-CCE-07 | Perfusor Compact | 204338 | 2014-09-09 |  |  |  |  | B.Braun | [6 empty] | 33075
584 | PW3 | Patient Monitor | RAI-BME-0216-RC-PW3-CCE-08 | Truscope-II | M003E012947 | 2016-02-24 |  |  |  |  | Schiller | [6 empty] | 65000 | ECG Cable, Spo2 Probe , NIBP cable and Cuff, Power cord, Temp. Probe
585 | Rop | RO Plant | RAI-BME-0709-RC-ROP-SUP-01 | 500 LPH | NM | 2009-07-06 |  |  |  |  | Filter De-Equipment | [6 empty] | 256000
586 | Rop | RO Plant (1000 Ltr) | RAI-BME-1015-RC-ROP-SUP-02 | 1000 LPH | NM | 2015-10-19 |  |  |  |  | Offering Cleantech | [6 empty] | 393751
587 | MRI | Defibrillator | RAI-BME-0307-RC-MRI-CCE-01 | Heart stat XL | US00455990 | 2007-10-24 | Comp | 2016-04-01 | 2017-03-31 | 17175 | Philips | [5 empty] | PO : 92140004944 Value: 652959 | 175000
588 | MRI | Multipara monitor | RAI-BME-1107-RC-MRI-CCE-02 | Mec 2000 | CV7A100078 | 03/11/2007 |  |  |  |  | Mindray | [6 empty] | 72500
589 | MRI | Syringe pump | RAI-BME-1107-RC-MRI-CCE-03 | Injectomat Agilia | 19982365 | 12/11/2007 |  |  |  |  | Fresenius kabi | [6 empty] | 23726
590 | MRI | Syringe pump | RAI-BME-1107-RC-MRI-CCE-04 | Injectomat Agilia | 19982383 | 12/11/2007 |  |  |  |  | Fresenius kabi | [6 empty] | 23726
591 | MRI | Transport Ventilator | RAI-BME-0807-RC-MRI-CCE-05 | 200D | 706265 | 2007-08-30 |  |  |  |  | Para pac | [5 empty] | Handed over to Metro (Raigarh)Unit | 320625
592 | MRI | Patient Monitor | RAI-BME-0116-RC-MRI-CCE-06 | Truescope II | MOO3e012450 | 2016-01-27 | Warranty |  |  |  | Schiller | [5 empty] | Handed over to Metro (Raigarh)Unit | 67000 | ECG Cable, SPO2 Probe, NIBP Cable & Cuff, Temp. Probe
593 | MRI | Patient Monitor | RAI-BME-0116-RC-MRI-CCE-07 | Truescope II | MOO3e012576 | 2016-01-27 | Warranty |  |  |  | Schiller | [6 empty] | 67000 | ECG Cable, SPO2 Probe, NIBP Cable & Cuff, Temp. Probe
594 | MRI | Transport Ventilator | RAI-BME-0116-RC-MRI-CCE-08 | Flight Medical | 15103202 | 2016-01-28 | Warranty |  |  |  | Flight 60 | [6 empty] | 420000 | Test lung, Power cable, Low flow connector, flow sensor-2, Quick release plate
595 | MRI | Transport Ventilator | RAI-BME-0116-RC-MRI-CCE-09 | Flight Medical | 15103204 | 2016-01-28 | Warranty |  |  |  | Flight 60 | [6 empty] | 420000 | Test lung, Power cable, Low flow connector, flow sensor-2, Quick release plate
596 | MRI | Syringe Pump | RAI-BME-0316-RC-MRI-CCE-10 | Injectomat Agilia | 22890448 | 2016-03-17 | Warranty |  |  |  | Fresenius kabi | [6 empty] | 30450 | Power cord
597 | MRI | Syringe Pump | RAI-BME-0316-RC-MRI-CCE-11 | Injectomat Agilia | 22890445 | 2016-03-17 | Warranty |  |  |  | Fresenius kabi | [6 empty] | 30450 | Power cord
598 | MRI | Refregerator | RAI-BME-0216-RC-MRI-CCE-12 | 18AD |  | 2016-02-04 | Warranty |  |  |  | Tropicool | [6 empty] | 17100 | Power Adopter
599 | MRI | Refregerator | RAI-BME-0216-RC-MRI-CCE-13 | 18AD | 1403 | 2016-02-04 | Warranty |  |  |  | Tropicool | [5 empty] | Handed over to Metro (Raigarh) Unit | 17100 | Power Adopter
600 | BME | Blood Warmer | RAI-BME-0109-RC-BME-CCE-01 | Ranger-245 | 33975 | 2009-01-24 |  |  |  |  | Arizant Healthcare | [6 empty] | 83200 | Power cord
601 | BME | Syringe Pump | RAI-BME-0609-RC-BME-CCE-06 | Injectomat Agilia | 20079098 | 2009-06-23 |  |  |  |  | Fresenius kabi | [5 empty] | Handed over to Metro (Raigarh) Unit | 27040 | Power cord
602 | BME | Syringe Pump | RAI-BME-0609-RC-BME-CCE-07 | Injectomat Agilia | 20079112 | 2009-06-23 |  |  |  |  | Fresenius kabi | [6 empty] | 27040 | Power cord
603 | BME | Patient Monitor | RAI-BME-1014-RC-BME-CCE-08 | G-30 | CN32713100 | 2014-11-11 |  |  |  |  | Philips | [6 empty] | 78000 | Power cord
604 | BME | ECG Machine | RAI-BME-0716-RC-BME-CCE-02 | M108TDIGI | CGML6C28553 | 2016-07-14 | Warranty |  |  |  | BPL Healthcare | [5 empty] | Handed over to Budhar Unit | 13650 | Power cord
605 | BME | ECG Machine | RAI-BME-0716-RC-BME-CCE-03 | M108TDIGI | CGML5L27111 | 2016-07-14 | Warranty |  |  |  | BPL Healthcare | [5 empty] | Handed over to Manendragarh Unit | 13650 | Power cord
606 | BME | Syringe Pump | RAI-BME-0609-RC-BME-CCE-04 | Injectomat Agilia | 23015756 | 2016-08-24 | Warranty (3 Yr) |  |  |  | Fresenius kabi | [6 empty] | 30450 | Power Cord