## Sheet1
S No. | Dept. Short | Equipment | Equipment ID | Model | Serial Number | Installation | STATUS (A-C-B-W) | Contract From | Contract To | Contract Value | Make | VENDOR | PMS DONE | PMS DUE | CAL DONE | CAL DUE | Remarks | Eq. Cost (Rupees) | Accessories / Serial number | PO No. | PO Date | Equip. Short | Dept. Name | warranty
1 | ERC | Monitor | x | G30 | CN44002319 | 2016-05-16 | W |  |  |  | Goldway | [6 empty] | 60117 | ECG Cable - 1no, Spo2 probe - 1no, Nibp Cuff with cable - 1no. | 394160000110 | 2015-12-02 | MON | ER | 1 year
2 | ERC | Monitor | x | G30 | CN44002321 | 2016-05-16 | W |  |  |  | Goldway | [6 empty] | 60117 | ECG Cable - 1no, Spo2 probe - 1no, Nibp Cuff with cable - 1no. | 394160000110 | 2015-12-02 | MON | ER | 1 year
3 | ERC | Monitor | x | G30 | CN44002325 | 2016-05-16 | W |  |  |  | Goldway | [6 empty] | 60117 | ECG Cable - 1no, Spo2 probe - 1no, Nibp Cuff with cable - 1no. | 394160000110 | 2015-12-02 | MON | ER | 1 year
4 | ERC | Monitor | x | G30 | CN44002331 | 2016-05-16 | W |  |  |  | Goldway | [6 empty] | 60117 | ECG Cable - 1no, Spo2 probe - 1no, Nibp Cuff with cable - 1no. | 394160000110 | 2015-12-02 | MON | ER | 1 year
5 | ERC | Monitor | x | G30 | CN44002335 | 2016-05-16 | W |  |  |  | Goldway | [6 empty] | 60117 | ECG Cable - 1no, Spo2 probe - 1no, Nibp Cuff with cable - 1no. | 394160000110 | 2015-12-02 | MON | ER | 1 year
6 | ERC | Monitor | x | G30 | CN44002332 | 2016-05-16 | W |  |  |  | Goldway | [6 empty] | 60117 | ECG Cable - 1no, Spo2 probe - 1no, Nibp Cuff with cable - 1no. | 394160000110 | 2015-12-02 | MON | ER | 1 year
7 | ERC | Monitor | x | G30 | CN44002320 | 2016-05-16 | W |  |  |  | Goldway | [6 empty] | 60117 | ECG Cable - 1no, Spo2 probe - 1no, Nibp Cuff with cable - 1no. | 394160000110 | 2015-12-02 | MON | ER | 1 year
8 | ERC | Monitor | x | G30 | CN44002323 | 2016-05-16 | W |  |  |  | Goldway | [6 empty] | 60117 | ECG Cable - 1no, Spo2 probe - 1no, Nibp Cuff with cable - 1no. | 394160000110 | 2015-12-02 | MON | ER | 1 year
9 | ERC | Monitor | x | G30 | CN44002314 | 2016-05-16 | W |  |  |  | Goldway | [6 empty] | 60117 | ECG Cable - 1no, Spo2 probe - 1no, Nibp Cuff with cable - 1no. | 394160000110 | 2015-12-02 | MON | ER | 1 year
10 | ERC | Monitor | x | G30 | CN44002327 | 2016-05-16 | W |  |  |  | Goldway | [6 empty] | 60117 | ECG Cable - 1no, Spo2 probe - 1no, Nibp Cuff with cable - 1no. | 394160000110 | 2015-12-02 | MON | ER | 1 year
11 | ERC | Monitor | x | G30 | CN44002338 | 2016-05-16 | W |  |  |  | Goldway | [6 empty] | 60117 | ECG Cable - 1no, Spo2 probe - 1no, Nibp Cuff with cable - 1no. | 394160000110 | 2015-12-02 | MON | ER | 1 year
12 | ERC | Monitor | x | G30 | CN44002341 | 2016-05-16 | W |  |  |  | Goldway | [6 empty] | 60117 | ECG Cable - 1no, Spo2 probe - 1no, Nibp Cuff with cable - 1no. | 394160000110 | 2015-12-02 | MON | ER | 1 year
13 | ERC | Monitor | x | MX430 | DE54800970 | 2016-05-16 | W |  |  |  | Philips | [6 empty] | 161853 | Basic module - 1no, Extention module - 1no(DE45445538), ETCO2 Cable -1no, ECG Cable - 1no, Spo2 Probe - 1no, Nibp Cuff with hose - 1no. | 394160000110 | 2015-12-02 | MON | ER | 1 year
14 | ERC | Monitor | x | MX430 | DE54800785 | 2016-05-16 | W |  |  |  | Philips | [6 empty] | 254340 | Basic module - 1no, Extention module - 1no(DE45272293), ECG Cable - 1no, Spo2 Probe - 1no, Nibp Cuff with hose - 1no. | 394160000110 | 2015-12-02 | MON | ER | 1 year
15 | ERC | ECG Machine | x | TC20 | CN21608749 | 2016-05-16 | W |  |  |  | Philips | [6 empty] | 115609 | ECG Cable (10 leads) -1no, Clamps -4no, Bulbs -6no, power cord -1no, Battery -1no | 394160000110 | 2015-12-02 | ECG | ER | 1 year
16 | ERC | Defibrillator | x | DFM100 | CN32605028 | 2016-05-16 | W |  |  |  | Philips | [6 empty] | 226594 | EXternal Paddels -1no, ECG Cable -1no, AED Cable -1no, power cord -1no, Battery -1no, SpO2 probe-1no. | 394160000110 | 2015-02-12 | DFB | ER | 1 year
17 | ERC | Defibrillator | x | DFM100 | CN32605000 | 2016-05-16 | W |  |  |  | Philips | [6 empty] | 184974 | EXternal Paddels -1no, ECG Cable -1no, AED Cable -1no, power cord -1no, Battery -1no | 394160000110 | 2015-02-12 | DFB | ER | 1 year
18 | ERC | Defibrillator | x | DFM100 |  | 2016-05-16 | W |  |  |  | Philips | [6 empty] | 226594 | EXternal Paddels -1no, ECG Cable -1no, AED Cable -1no, power cord -1no, Battery -1no, SpO2 probe-1no. | 394160000110 | 2015-02-12 | DFB | ER | 1 year
19 | ERC | Syringe Pump - 1 | x | Compact (P) | 225642 | 2016-05-06 | W |  |  |  | B-Braun | [6 empty] | 29505 | power cord - 1no, IV Stand Clam -1no, Battery - 1no. | 394160000192 | 2016-02-06 | SYP | ER | 5 years
20 | ERC | Syringe Pump -1 | x | Compact (P) | 225636 | 2016-05-06 | W |  |  |  | B-Braun | [6 empty] | 29505 | power cord - 1no, IV Stand Clam -1no, Battery - 1no. | 394160000192 | 2016-02-06 | SYP | ER | 5 years
21 | ERC | Syringe Pump - 1 | x | Compact (P) | 225530 | 2016-05-06 | W |  |  |  | B-Braun | [6 empty] | 29505 | power cord - 1no, IV Stand Clam -1no, Battery - 1no. | 394160000192 | 2016-02-06 | SYP | ER | 5 years
22 | ERC | Syringe Pump - 3 | x | Compact (P) | 225547 | 2016-05-06 | W |  |  |  | B-Braun | [6 empty] | 29505 | power cord - 1no, IV Stand Clam -1no, Battery - 1no. | 394160000192 | 2016-02-06 | SYP | ER | 5 years
23 | ERC | Syringe Pump - 3 | x | Compact (P) | 225546 | 2016-05-06 | W |  |  |  | B-Braun | [6 empty] | 29505 | power cord - 1no, IV Stand Clam -1no, Battery - 1no. | 394160000192 | 2016-02-06 | SYP | ER | 5 years
24 | ERC | Infusion Pump | x | Infusomat (P) | 111192 | 2016-05-06 | W |  |  |  | B-Braun | [6 empty] | 47250 | power cord - 1no, IV Stand Clam -1no, Battery - 1no. | 394160000192 | 2016-02-05 | INP | ER | 5 years
25 | ERC | Infusion Pump | x | Infusomat (P) | 111186 | 2016-05-06 | W |  |  |  | B-Braun | [6 empty] | 47250 | power cord - 1no, IV Stand Clam -1no, Battery - 1no. | 394160000192 | 2016-02-05 | INP | ER | 5 years
26 | ERC | Ventilator | x | Servo's | 35969 | 2016-05-17 | W |  |  |  | Maquet | [6 empty] | 700000 | power cord - 1no, IV Stand Clam -1no, Battery - 2no, expiratory cassettes-1 no. | 394160000058 | 2015-10-01 | VEN | ER | 2 years
27 | ERC | Ventilator | x | Servo's | 35971 | 2016-05-17 | W |  |  |  | Maquet | [6 empty] | 700000 | power cord - 1no, IV Stand Clam -1no, Battery - 2no, expiratory cassettes-1 no. | 394160000058 | 2015-10-01 | VEN | ER | 2 years
28 | ERC | Ventilator | x | Servo'i | 82810 | 2016-05-17 | W |  |  |  | Maquet | [6 empty] | 995000 | power cord - 1no, IV Stand Clam -1no, Battery - 2no, expiratory cassettes-1 no. | 394160000058 | 2015-10-01 | VEN | ER | 2 years
29 | ERC | OT Light | x | 100F | E3101630163 | 2016-05-02 | W |  |  |  | Vivid | [6 empty] | 0 | sterile handles-2 nos | 394160000159 | 13/1/2016 | OTL | ER | 1 year
30 | ERC | OT Table | x | Relax 304 |  | 2016-10-15 | W |  |  |  | SISCo | [6 empty] | 1,05,000 | anesthesia screenframe-1Pcs, Shoulder support pads - 2Pcs, Arm Board - 2Pcs, Lateral Support pads - 2Pcs, Knee Crutches - 2Pcs & Mattress - 1set. | 394170003193 | 14/9/2016 | OTT | ER | 1 year
31 | ERC | Blood Warmer | x | ET-TF-II | 110302243 | 2016-06-07 | W |  |  |  | Technocare | [6 empty] | 49612.5 | power cord-1 | 394160000339 | 31/3/2016 | BLW | ER | 1 year
32 | ERC | ECHO Machine | x | Edge | 04317F | 2016-04-29 | w |  |  |  | Sonosite | [6 empty] | 1725000 | P21Xi, C60Xi & HFL38Xi | 394160000332 | 31/3/2016 | ECM | ER | 5 years
33 | AMB | Monitor | x | G30 | CN44002315 | 2016-05-16 | W |  |  |  | Goldway | [6 empty] | 60117 | ECG Cable - 1no, Spo2 probe - 1no, Nibp Cuff with cable - 1no. | 394160000110 | 2015-12-02 | MON | AMBULANCE - 1 | 1 year
34 | AMB | Defibrillator | x | DFM100 | CN32605025 | 2016-05-16 | W |  |  |  | Philips | [6 empty] | 226594 | EXternal Paddels -1no, ECG Cable -1no, AED Cable -1no, power cord -1no, Battery -1no,SpO2 probe-1no. | 394160000110 | 2015-02-12 | DFB | AMBULANCE - 1 | 1 year
35 | AMB | Ventilator | x | FT60 | 15103223 | 2016-04-28 | W |  |  |  | Flight 60 | [6 empty] | 400000 | power cord-1 | 394170000211 | 19/4/16 | VEN | AMBULANCE - 1 | 2 years
36 | AMB | Suction | x | Porta Vac | NA | 2016-04-28 | W |  |  |  | Spencer Italy | [6 empty] | 30000 | Power adpater-1No. | 394170000211 | 19/4/16 | SUC | AMBULANCE - 1 | 1 year
37 | AMB | Syringe Pump - 2 | x | Compact (P) | 225718 | 2016-05-06 | W |  |  |  | B-Braun | [6 empty] | 29505 | power cord - 1no, IV Stand Clam -1no, Battery - 1no. | 394160000192 | 2016-02-06 | SYP | AMBULANCE - 1 | 5 years
38 | AMB | Syringe Pump - 2 | x | Compact (P) | 225762 | 2016-05-06 | W |  |  |  | B-Braun | [6 empty] | 29505 | power cord - 1no, IV Stand Clam -1no, Battery - 1no. | 394160000192 | 2016-02-06 | SYP | AMBULANCE - 1 | 5 years
39 | AMB | Syringe Pump - 1 | x | Compact (P) | 225515 | 2016-05-06 | W |  |  |  | B-Braun | [6 empty] | 29505 | power cord - 1no, IV Stand Clam -1no, Battery - 1no. | 394160000192 | 2016-02-06 | SYP | AMBULANCE - 1 | 5 years
40 | AMB | Suction | x | Porta Vac | NA | 2016-04-28 | W |  |  |  | Spencer Italy | [6 empty] | 30000 | Power adpater-1No. | 394170000211 | 19/4/16 | SUC | AMBULANCE - 2 | 1 year
41 | AMB | Defibrillator | x | DFM100 | CN32605025 | 2016-05-16 | W |  |  |  | Philips | [6 empty] | 226594 | EXternal Paddels -1no, ECG Cable -1no, AED Cable -1no, power cord -1no, Battery -1no,SpO2 probe-1no. | 394160000110 | 2015-02-12 | DFB | AMBULANCE - 2 | 1 year
42 | RAD | Chiller | x | Werner Finley | Water Chiller 52 | 30-12-2016 | W |  |  | 876000 | Werner Finley | [6 empty] | 30/9/15 | Power supply cable | 9701234180 | 394160000039 | CHI | RADIOLOGY | 1 year
43 | RAD | MRI | x | Philips | Ingenia CX 1.5T | 30-12-2015 | W |  |  | 6,49,75,000 | Philips | [6 empty] | 2015-09-16 | Music System, Metal detector, 2 clients, 1 Work station, Wheelchair, Pulse oximeter, Anesthesia machine. | 9701234180 | 394160000036 | MRI | RADIOLOGY | 14 months
44 | RAD | Pressure Injector | x | Medrad | SSEP | 2016-12-06 | W |  |  | 12,50,000 | Medrad | [6 empty] | 2015-09-19 | Power adpater-1No. | 9652811764 | 394160000042 | PRI | RADIOLOGY | 1 year
45 | RAD | Printer | x | AGFA | Drystar | 2016-01-08 | W |  |  | 0 | AGFA | [6 empty] | 2016-04-21 | Power Cord -1No. | 8886137979 | 394170000239 | PRT | RADIOLOGY | 3 years
46 | RAD | CT Scan | x | GE | Optima 660 | 17-03-2016 | W |  |  | 3,22,00,000 | GE | [6 empty] | 31/8/2015 | UPS. | 9000494903 | 394160000028 | CTS | RADIOLOGY | 1 year
47 | RAD | Pressure Injector | x | Medrad | Salient DH | 2016-04-01 | W |  |  | 0 | Medrad | [6 empty] | 2015-08-31 | Power Cord -1No. | 9652811764 | 394160000028 | PRI | RADIOLOGY | 1 year
48 | RAD | Defibrillator | x | Philips | DFM100 | 2016-05-16 | W |  |  | 184974 | Philips | [6 empty] | 2015-02-12 | EXternal Paddels -1no, ECG Cable -1no, AED Cable -1no, power cord -1no, Battery -1no | 9849650144 | 394160000110 | DFB | RADIOLOGY | 1 year
49 | RAD | Mammography | x | GE | ALPHA ST | 2016-03-16 | W |  |  | 21,50,000 | GR | [6 empty] | 2015-12-12 | Power Cord -1No. | 9849992382 | 394160000127 | MAM | RADIOLOGY | 1 year
50 | RAD | Ultrasound | x | Philips | AFFINITY 50 | 2016-03-05 | W |  |  | 42,00,000 | Philips | [6 empty] | 2015-09-16 | Power Cord -1No. | 9849257797 | 394160000036 | USG | RADIOLOGY | 1 year
51 | RAD | Ultrasound | x | Philips | EPIQ 5S | 2016-03-05 | W |  |  | 21,20,000 | Philips | [6 empty] | 2015-09-16 | Power Cord -1No. | 9849257797 | 394160000036 | USG | RADIOLOGY | 1 year
52 | RAD | Bone Mineral Density | x | GE | DPX NT Pro | 2016-05-02 | W |  |  | 16,97,310 | GE | [6 empty] | 2015-12-12 | Power Cord -1No. | 8008000835 | 394160000127 | BMD | RADIOLOGY | 1 year
53 | RAD | X-Ray | x | Allengers | MARS 50 | 2016-05-18 | W |  |  | 11,75,000 | Allengers | [6 empty] | 2015-08-31 | Power adapter-1No. | 9390705060 | 394160000029 | XRA | RADIOLOGY | 3 years
54 | RAD | Flouroscope | x | Allengers | MARS 50+ | 2016-05-18 | W |  |  | 30,25,000 | Allengers | [6 empty] | 2015-08-31 |  | 9390705060 | 394160000034 | FLS | RADIOLOGY | 3 years
55 | RAD | Mobile X-ray | x | GE | XR115(100MA) | 2016-05-05 | W |  |  | 304500 | GE | [6 empty] | 2016-03-04 | Power Cord -1No. | 9849992381 | 394160000251 | XRA | RADIOLOGY | 1 year
56 | RAD | Mobile X-ray | x | GE | XR115(100MA) | 2016-05-05 | W |  |  | 304500 | GE | [6 empty] | 2016-03-04 | Power Cord -1No. | 9849992381 | 394160000251 | XRA | RADIOLOGY | 1 year
57 | RAD | Mobile X-ray | x | GE | XR115(100MA) | 2016-05-05 | W |  |  | 304500 | GE | [6 empty] | 2016-03-04 | Power Cord -1No. | 9849992381 | 394160000251 | XRA | RADIOLOGY | 1 year
58 | RAD | CR System | x | AGFA | CR 30XM | 2016-08-01 | W |  |  | 15,00,000 | AGFA | [6 empty] | 2016-04-21 | Cassettes - 16No.s | 8886137979 | 394170000239 | CRS | RADIOLOGY | 3 years
59 | NPD | EMG | x | Synergy on Nicolet EDX INC | RZ166561G | 2016-05-18 | W |  |  | N | Natus Inc.,USA | [6 empty] | 3809524 | power cord-1 | 394160000296 | 21/3/2016 | EMG | Neuro OPD | 1 year
60 | NPD | EEG | x | Nicolet One VEEG V32 | TS156131G | 2016-05-18 | W |  |  | N | Natus Inc.,USA | [6 empty] | 1676667 | power cord-1 | 394160000296 | 21/3/2016 | EEG | Neuro OPD | 1 year
61 | NPD | EEG | x | Nicolet One ICU V32 | UR166530G | 2016-05-18 | W |  |  | N | Natus Inc.,USA | [6 empty] | 2228095 | power cord-1 | 394160000296 | 21/3/2016 | EEG | Neuro OPD | 1 year
62 | NPD | Chair | x |  |  | 2016-05-10 | W |  |  | N | NA | [6 empty] | 40000 | power cord-1 |  |  | CHR | Neuro OPD | 1 year
63 | OPD | ECG Machine | x | TC20 | CN21608746 | 2016-05-16 | W |  |  | N | Philips | [6 empty] | 115609 | ECG Cable (10 leads) -1no, Clamps -4no, Bulbs -6no, power cord -1no, Battery -1no | 394160000110 | 2015-12-02 | ECG | 2nd OPD | 1 year
64 | OPD | Foetal Doppler | x | FD 9713N |  |  | W |  |  | N | BPL | [6 empty] | 7500 | Power Cord -1No. |  |  | FED | Gynic OPD | 1 year
65 | GEB | Endoscope | x | CV190 Series | 7666897 7629172 7540729 | 2016-05-05 | W |  |  | N | Olympus | [6 empty] | 10023256 | Gastroscopy, colonoscopy, duodenovideoscopy, video processor, light source, scope cable, LCD monitor, bronchoscopy, TRU solution software | 394160000296 | 19/3/2016 | GEN | Gastro & Pul | 1 year
66 | GEB | EBUS | x | UC180 | N4506260 | 18-1-2017 | W |  |  | N | Olympus | [6 empty] | 7500000 | Branchoscopy, Sources, Ultrasonic Cable, SDI cable, Memory, Voltage Stabilizer & Trolley. | 394170004810 | 26/11/2016 | EBU | Pulmonology | 1 year
67 | GEB | Endo Washer | x | Qubey-T | 1608004 | 2016-05-18 | W |  |  | N | Mitra | [6 empty] | 350000 | Power Cord -1No. | 394160000246 | 2016-03-03 | ENW | Gastro & Pul | 1 year
68 | GEB | Monitor | x | G30 | CN44003901 | 2016-05-16 | W |  |  | N | Goldway | [6 empty] | 60117 | ECG Cable - 1no, Spo2 probe - 1no, Nibp Cuff with cable - 1no. | 394160000110 | 2015-12-02 | MON | Gastro & Pul | 1 year
69 | GEB | Defibrillator | x | DFM100 | CN32605100 | 2016-05-16 | W |  |  | N | Philips | [6 empty] | 159078 | EXternal Paddels -1no, ECG Cable -1no, power cord -1no, Battery -1no | 394160000110 | 2015-02-12 | DFB | Gastro & Pul | 1 year
70 | GEB | APC | x | VIO 200D APC2 | 11415951 11410463 | 2016-09-08 | W |  |  | N | ERBE | [6 empty] | 1785000 | Power Cord -1No. | 394170001204 | 21/6/2016 | APC | Gastro & Pul | 1 year
71 | NIL | Monitor | x | G30 | CN44003902 | 2016-05-16 | W |  |  | N | Goldway | [6 empty] | 60117 | ECG Cable - 1no, Spo2 probe - 1no, Nibp Cuff with cable - 1no. | 394160000110 | 2015-12-02 | MON | NILABS | 1 year
72 | NIL | ECHO -1 | x | Epiq 7C | US416B1120 | 2016-05-03 | W |  |  | N | Philips | [6 empty] | 4300000 | X5-1 transducer, X7-2T Transducer, transducer S8-3, printer | 394160000123 | 2016-12-10 | ECM | NILABS | 1 year
73 | NIL | Infusion Pump | x | Infusomat (P) | 111192 | 2016-05-06 | W |  |  | N | B-Braun | [6 empty] | 47250 | power cord - 1no, IV Stand Clam -1no, Battery - 1no. | 394160000192 | 2016-02-05 | INP | NILABS | 5 years
74 | NIL | ECHO -2 | x | AFFINITY 50 | US416D0961 | 2016-05-03 | W |  |  | N | Philips | [6 empty] | 1920000 | L12-4 transducer, S8-3 transducer, S4-2 transducer, printer | 394160000123 | 2016-12-10 | ECM | NILABS | 1 year
75 | NIL | TMT | x | Case with T2100 | CN216030045SA CN816020044SA | 2016-05-21 | W |  |  | N | GE | [6 empty] | 1148950 | ECG Cable - 1No., Power cord - 1no. | 394160000127 | 2015-12-12 | TMT | NILABS | 2 years
76 | NIL | Defibrillator | x | DFM100 | CN32605014 | 2016-05-16 | W |  |  | N | Philips | [6 empty] | 184974 | EXternal Paddels -1no, ECG Cable -1no, power cord -1no, Battery -1no | 394160000110 | 2015-02-12 | DFB | NILABS | 1 year
77 | NIL | ABP | x | TONOPORT | TONO16420 | 2016-05-21 | W |  |  | N | GE | [6 empty] | 104450 | Cuff-1No. | 394160000127 | 2015-12-12 | ABP | NILABS | 1 year
78 | NIL | ABP | x | TONOPORT | TONO16422 | 2016-05-21 | W |  |  | N | GE | [6 empty] | 104450 | Cuff-1No. | 394160000127 | 2015-12-12 | ABP | NILABS | 1 year
79 | NIL | Holter | x | Zymed 1810 | US11435605 | 2016-05-16 | W |  |  | N | Philips | [6 empty] | 443939 | Recorder, ECG leads | 394160000110 | 2015-12-02 | HOL | NILABS | 1 year
80 | NIL | Holter | x | Zymed 1810 | US11435702 | 2016-05-16 | W |  |  | N | Philips | [6 empty] | 443939 | Recorder, ECG leads | 394160000110 | 2015-12-02 | HOL | NILABS | 1 year
81 | NIL | Holter | x | Zymed 1810 | US11435707 | 2016-05-16 | W |  |  | N | Philips | [6 empty] | 443939 | Recorder, ECG leads | 394160000110 | 2015-12-02 | HOL | NILABS | 1 year
82 | NIL | ECG Machine | x | TC20 | CN21608747 | 2016-05-16 | W |  |  | N | Philips | [6 empty] | 115609 | ECG Cable (10 leads) -1no, Clamps -4no, Bulbs -6no, power cord -1no, Battery -1no | 394160000110 | 2015-12-02 | ECG | NILABS | 1 year
83 | NIL | PWA | x | 24h | CP3043 | 2016-12-10 | W |  |  | N | Sentier | [6 empty] | 300000 | Mobil-O-Graph 24 PWA monitor, Small Cuff - 1pcs, Medium Cuff - 2pcs, Large Cuff - 2pcs, 4Batteries & Charger and Bluetooth USB | 394170004831 | 26-11-2016 | PWA | NILABS | 3 years
84 | NIL | ECG Machine | x | TC20 | CN21608754 | 2016-05-16 | W |  |  | N | Philips | [6 empty] | 115609 | ECG Cable (10 leads) -1no, Clamps -4no, Bulbs -6no, power cord -1no, Battery -1no | 394160000110 | 2015-12-02 | ECG | DEVICE CLINIC | 1 year
85 | NIL | Defibrillator | x | DFM100 | CN32605017 | 2016-05-16 | W |  |  | N | Philips | [6 empty] | 184974 | EXternal Paddels -1no, ECG Cable -1no, power cord -1no, Battery -1no | 394160000110 | 2015-02-12 | DFB | DEVICE CLINIC | 1 year
86 | 2FR | PFT | x | Easy on PC | 226438 | 2016-05-10 | W |  |  | N | NDD | [6 empty] | 110000 | USB spiro | 394170000016 | 2016-04-04 | PFT | 2nd Floor | 1 year
87 | 2FR | Uroflow Meter | x | 982 | UF663 Q7EY103864 | 2016-05-24 | W |  |  | N | Status Medical | [6 empty] | 44000 | Printer-1No. | 394170000498 | 2016-05-11 | URM | 2nd Floor | 1 year
88 | DER | Chair - Derma | x | Deluxe | NA | 2016-12-10 | W |  |  | N | dermaindia | [6 empty] | 70000 | power cord-1, Remote | 394170003463 | 26/9/2016 | CHR | Dermatology | 1 year
89 | DER | Surgitron FFPF EMC | x | EMC | 9130008610 | 2016-10-18 | W |  |  | N | ELLMAN | [6 empty] | 340748 | power cord-1 | 394170003470 | 29-9-2016 | EMC | Dermatology | 1 year
90 | DER | Microdermabrasion Therapy | x | MINI VAC | VA1613RO120154901 | 2016-10-18 | W |  |  | N | ELLMAN | [6 empty] | 64254 | power cord-1 | 394170003470 | 29-9-2016 | MDB | Dermatology | 1 year
91 | EPD | Light Source | x | 49922 | 732094072167 | 31-11-2016 | W |  |  | N | Welchallyn | [6 empty] | 99225 | Rechargerable battery Pack with charger - 1, Diagnostic Octoscope - 1 | 394170002625 | 29/8/2016 | LTS | ENT OPD | 1 year
92 | EPD | Endoscope - ENT | x | TP100EN | WT4763 |  | W |  |  | N | KARL STORZ | [6 empty] | EUR 22680 | Tele Pack X LED, Camera Head, Keyboard | 394170002706 | 2016-07-10 | ENE | ENT OPD | 1 year
93 | DPD | Dental Chair | x | Chamundi | 07-06-12-04 | 2012-09-27 | B |  |  |  | Smartdent | [6 empty] | 47475 | power cord-1 | 394170000601 | 2016-05-18 | CHR | Dental OPD
94 | DPD | X-Ray | x | REXTAR X | RTX-1606-457 |  | W |  |  | W | TOSHIBA | [7 empty] | Power adapter-1No. |  |  | XRA | Dental OPD | 1 year
95 | PAC | ventilator | x | Servo's | 35957 | 2016-05-17 | W |  |  |  | Maquet | [6 empty] | 700000 | power cord - 1no, IV Stand Clam -1no, Battery - 2no, expiratory cassettes-1 no. | 394160000058 | 2015-10-01 | VEN | PACU | 2 years
96 | PAC | Monitor | x | G30 | CN44002328 | 2016-05-16 | W |  |  |  | Goldway | [6 empty] | 60117 | ECG Cable - 1no, Spo2 probe - 1no, Nibp Cuff with cable - 1no. | 394160000110 | 2015-12-02 | MON | PACU | 1 year
97 | PAC | Monitor | x | G30 | CN44002329 | 2016-05-16 | W |  |  |  | Goldway | [6 empty] | 60117 | ECG Cable - 1no, Spo2 probe - 1no, Nibp Cuff with cable - 1no. | 394160000110 | 2015-12-02 | MON | PACU | 1 year
98 | PAC | Monitor | x | G30 | CN44002343 | 2016-05-16 | W |  |  |  | Goldway | [6 empty] | 60117 | ECG Cable - 1no, Spo2 probe - 1no, Nibp Cuff with cable - 1no. | 394160000110 | 2015-12-02 | MON | PACU | 1 year
99 | PAC | Monitor | x | MX430 | DE54800892 | 2015-12-02 | W |  |  |  | Philips | [6 empty] | 143355 | Basic module - 1no, ECG Cable - 1no, Spo2 Probe - 1no, Nibp Cuff with hose - 1no, | 394160000110 | 2016-05-16 | MON | PACU | 1 year
100 | PAC | Monitor | x | MX430 | DE54800900 | 2015-12-02 | W |  |  |  | Philips | [6 empty] | 143355 | Basic module - 1no, ECG Cable - 1no, Spo2 Probe - 1no, Nibp Cuff with hose - 1no, | 394160000110 | 2016-05-16 | MON | PACU | 1 year
101 | PAC | Defibrillator | x | DFM100 | CN32605020 | 2016-05-16 | W |  |  |  | Philips | [6 empty] | 159078 | EXternal Paddels -1no, ECG Cable -1no, power cord -1no, Battery -1no | 394160000110 | 2015-02-12 | DFB | PACU | 1 year
102 | PAC | Syringe Pump - 5 | x | Compact (P) | 225449 | 2016-06-05 | W |  |  |  | B-Braun | [6 empty] | 29505 | power cord - 1no, IV Stand Clam -1no, Battery - 1no. | 394160000192 | 2016-02-06 | SYP | PACU | 5 years
103 | PAC | Syringe Pump - 1 | x | Compact (P) | 225536 | 2016-06-05 | W |  |  |  | B-Braun | [6 empty] | 29505 | power cord - 1no, IV Stand Clam -1no, Battery - 1no. | 394160000192 | 2016-02-06 | SYP | PACU | 5 years
104 | PAC | Syringe Pump - 2 | x | Compact (P) | 225772 | 2016-06-05 | W |  |  |  | B-Braun | [6 empty] | 29505 | power cord - 1no, IV Stand Clam -1no, Battery - 1no. | 394160000192 | 2016-02-06 | SYP | PACU | 5 years
105 | PAC | Syringe Pump - 2 | x | Compact (P) | 225714 | 2016-06-05 | W |  |  |  | B-Braun | [6 empty] | 29505 | power cord - 1no, IV Stand Clam -1no, Battery - 1no. | 394160000192 | 2016-02-06 | SYP | PACU | 5 years
106 | PAC | Infusion Pump | x | Infusomat (P) | 109352 | 2016-05-06 | W |  |  |  | B-Braun | [6 empty] | 47250 | power cord - 1no, IV Stand Clam -1no, Battery - 1no. | 394160000192 | 2016-02-05 | INP | PACU | 5 years
107 | PAC | Infusion Pump | x | Infusomat (P) | 101022 | 2016-05-06 | W |  |  |  | B-Braun | [6 empty] | 47250 | power cord - 1no, IV Stand Clam -1no, Battery - 1no. | 394160000192 | 2016-02-05 | INP | PACU | 5 years
108 | PAC | Infusion Pump | x | Infusomat (P) | 111587 | 2016-05-06 | W |  |  |  | B-Braun | [6 empty] | 47250 | power cord - 1no, IV Stand Clam -1no, Battery - 1no. | 394160000192 | 2016-02-05 | INP | PACU | 5 years
109 | PAC | Infusion Pump | x | Infusomat (P) | Not Issued | 2016-05-06 | W |  |  |  | B-Braun | [6 empty] | 47250 | power cord - 1no, IV Stand Clam -1no, Battery - 1no. | 394160000192 | 2016-02-05 | INP | PACU | 5 years
110 | PAC | Patient Warmer | x | Warmtouch | SP15110199 | 2016-05-13 | W |  |  |  | Covidien | [6 empty] | 70000 | power cord - 1no, blanket(adult and pediatric)-2 nos | 394160000325 | 2016-03-30 | PTW | PACU | 2 years
111 | PAC | Blood Warmer | x | ET-TF-II | 110302242 | 2016-05-06 | W |  |  |  | Technocare | [6 empty] | 47250 | power cord-1 | 394160000339 | 31/3/2016 | BLW | PACU | 2 years
112 | PAC | Bipap Machine | x | IN 1161X | C147539299634 | 22-8-2016 | W |  |  |  | Philips | [6 empty] | 99750 | power cord - 1, Mask with Tubing set -1 | 394170002408 | 2016-08-09 | BIP | PACU | 2 years
113 | ICU | Monitor | x | MX430 | DE54800902 | 2016-05-16 | W |  |  |  | Philips | [6 empty] | 143355 | Basic module - 1no, ECG Cable - 1no, Spo2 Probe - 1no, Nibp Cuff with hose - 1no. | 394160000110 | 2015-12-02 | MON | ICCU | 1 year
114 | ICU | Monitor | x | MX430 | DE54800889 | 2016-05-16 | W |  |  |  | Philips | [6 empty] | 254340 | Basic module - 1no, Extention module - 1no, ETCO2 Cable -1no, ECG Cable - 1no, Spo2 Probe - 1no, Nibp Cuff with hose - 1no. | 394160000110 | 2015-12-02 | MON | ICCU | 1 year
115 | ICU | Monitor | x | MX430 | DE54800897 | 2016-05-16 | W |  |  |  | Philips | [6 empty] | 254340 | Basic module - 1no, Extention module - 1no, ETCO2 Cable -1no, ECG Cable - 1no, Spo2 Probe - 1no, Nibp Cuff with hose - 1no. | 394160000110 | 2015-12-02 | MON | ICCU | 1 year
116 | ICU | Monitor | x | MX430 | DE54800973 | 2016-05-16 | W |  |  |  | Philips | [6 empty] | 254340 | Basic module - 1no, Extention module - 1no, ETCO2 Cable -1no, ECG Cable - 1no, Spo2 Probe - 1no, Nibp Cuff with hose - 1no. | 394160000110 | 2015-12-02 | MON | ICCU | 1 year
117 | ICU | Monitor | x | MX430 | DE54800780 | 2016-05-16 | W |  |  |  | Philips | [6 empty] | 161853 | Basic module - 1no, ECG Cable - 1no, Spo2 Probe - 1no, Nibp Cuff with hose - 1no. | 394160000110 | 2015-12-02 | MON | ICCU | 1 year
118 | ICU | Monitor | x | MX430 | DE54800887 | 2016-05-16 | W |  |  |  | Philips | [6 empty] | 143355 | Basic module - 1no, ECG Cable - 1no, Spo2 Probe - 1no, Nibp Cuff with hose - 1no. | 394160000110 | 2015-12-02 | MON | ICCU | 1 year
119 | ICU | Monitor | x | MX430 | DE54800779 | 2016-05-16 | W |  |  |  | Philips | [6 empty] | 143355 | Basic module - 1no, ECG Cable - 1no, Spo2 Probe - 1no, Nibp Cuff with hose - 1no. | 394160000110 | 2015-12-02 | MON | ICCU | 1 year
120 | ICU | Monitor | x | MX430 | DE54800896 | 2016-05-16 | W |  |  |  | Philips | [6 empty] | 143355 | Basic module - 1no, ECG Cable - 1no, Spo2 Probe - 1no, Nibp Cuff with hose - 1no. | 394160000110 | 2015-12-02 | MON | ICCU | 1 year
121 | ICU | Monitor | x | MX430 | DE54800904 | 2016-05-16 | W |  |  |  | Philips | [6 empty] | 143355 | Basic module - 1no, ECG Cable - 1no, Spo2 Probe - 1no, Nibp Cuff with hose - 1no. | 394160000110 | 2015-12-02 | MON | ICCU | 1 year
122 | ICU | Monitor | x | MX430 | DE54800968 | 2016-05-16 | W |  |  |  | Philips | [6 empty] | 143355 | Basic module - 1no, ECG Cable - 1no, Spo2 Probe - 1no, Nibp Cuff with hose - 1no. | 394160000110 | 2015-12-02 | MON | ICCU | 1 year
123 | ICU | Monitor | x | MX430 | DE54800888 | 2016-05-16 | W |  |  |  | Philips | [6 empty] | 143355 | Basic module - 1no, ECG Cable - 1no, Spo2 Probe - 1no, Nibp Cuff with hose - 1no. | 394160000110 | 2015-12-02 | MON | ICCU | 1 year
124 | ICU | ventilator | x | Servo's | 35967 | 2016-05-17 | W |  |  |  | Maquet | [6 empty] | 700000 | power cord - 1no, IV Stand Clam -1no, Battery - 2no, expiratory cassettes-1 no. | 394160000058 | 2015-10-01 | VEN | ICCU | 2 years
125 | ICU | ventilator | x | Servo's | 35960 | 2016-05-17 | W |  |  |  | Maquet | [6 empty] | 700000 | power cord - 1no, IV Stand Clam -1no, Battery - 2no, expiratory cassettes-1 no. | 394160000058 | 2015-10-01 | VEN | ICCU | 2 years
126 | ICU | ventilator | x | Servo's | 35957 | 2016-05-17 | W |  |  |  | Maquet | [6 empty] | 700000 | power cord - 1no, IV Stand Clam -1no, Battery - 2no, expiratory cassettes-1 no. | 394160000058 | 2015-10-01 | VEN | ICCU | 2 years
127 | ICU | Defibrillator | x | DFM100 | CN32605110 | 2016-05-16 | W |  |  |  | Philips | [6 empty] | 184974 | EXternal Paddels -1no, ECG Cable -1no, AED Cable -1no, power cord -1no, Battery -1no | 394160000110 | 2015-02-12 | DFB | ICCU | 1 year
128 | ICU | Defibrillator | x | DFM100 | CN32605094 | 2016-05-16 | W |  |  |  | Philips | [6 empty] | 184974 | EXternal Paddels -1no, ECG Cable -1no, AED Cable -1no, power cord -1no, Battery -1no | 394160000110 | 2015-02-12 | DFB | ICCU | 1 year
129 | ICU | Defibrillator | x | DFM100 | CN32605103 | 2016-05-16 | W |  |  |  | Philips | [6 empty] | 184974 | EXternal Paddels -1no, ECG Cable -1no, AED Cable -1no, power cord -1no, Battery -1no | 394160000110 | 2015-02-12 | DFB | ICCU | 1 year
130 | ICU | Defibrillator | x | DFM100 | CN32605105 | 2016-05-16 | W |  |  |  | Philips | [6 empty] | 184974 | EXternal Paddels -1no, ECG Cable -1no, AED Cable -1no, power cord -1no, Battery -1no | 394160000110 | 2015-02-12 | DFB | ICCU | 1 year
131 | ICU | ECG Machine | x | TC20 | CN21608752 | 2016-05-16 | W |  |  |  | Philips | [6 empty] | 115609 | ECG Cable (10 leads) -1no, Clamps -4no, Bulbs -6no, power cord -1no, Battery -1no | 394160000110 | 2015-12-02 | ECG | ICCU | 1 year
132 | ICU | Pace Maker | x | 5391 | 1520022 | 2016-05-30 | W |  |  |  | Medtronic | [6 empty] | 271428.57 | Pacing Cable - 1no, Bttery - 1 no. | 394170000018 | 2016-04-04 | PCM | ICCU | 1 year
133 | ICU | Syringe Pump - 1 | x | Compact (P) | 225523 | 2016-05-06 | W |  |  |  | B-Braun | [6 empty] | 29505 | power cord - 1no, IV Stand Clam -1no, Battery - 1no. | 394160000192 | 2016-02-06 | SYP | ICCU | 5 years
134 | ICU | Syringe Pump - 3 | x | Compact (P) | 225552 | 2016-05-06 | W |  |  |  | B-Braun | [6 empty] | 29505 | power cord - 1no, IV Stand Clam -1no, Battery - 1no. | 394160000192 | 2016-02-06 | SYP | ICCU | 5 years
135 | ICU | Syringe Pump - 1 | x | Compact (P) | 225671 | 2016-05-06 | W |  |  |  | B-Braun | [6 empty] | 29505 | power cord - 1no, IV Stand Clam -1no, Battery - 1no. | 394160000192 | 2016-02-06 | SYP | ICCU | 5 years
136 | ICU | Syringe Pump - 2 | x | Compact (P) | 225513 | 2016-05-06 | W |  |  |  | B-Braun | [6 empty] | 29505 | power cord - 1no, IV Stand Clam -1no, Battery - 1no. | 394160000192 | 2016-02-06 | SYP | ICCU | 5 years
137 | ICU | Syringe Pump - 3 | x | Compact (P) | 225545 | 2016-05-06 | W |  |  |  | B-Braun | [6 empty] | 29505 | power cord - 1no, IV Stand Clam -1no, Battery - 1no. | 394160000192 | 2016-02-06 | SYP | ICCU | 5 years
138 | ICU | Syringe Pump - 4 | x | Compact (P) | 225490 | 2016-05-06 | W |  |  |  | B-Braun | [6 empty] | 29505 | power cord - 1no, IV Stand Clam -1no, Battery - 1no. | 394160000192 | 2016-02-06 | SYP | ICCU | 5 years
139 | ICU | Syringe Pump - 3 | x | Compact (P) | 225504 | 2016-05-06 | W |  |  |  | B-Braun | [6 empty] | 29505 | power cord - 1no, IV Stand Clam -1no, Battery - 1no. | 394160000192 | 2016-02-06 | SYP | ICCU | 5 years
140 | ICU | Syringe Pump - 3 | x | Compact (P) | 225548 | 2016-05-06 | W |  |  |  | B-Braun | [6 empty] | 29505 | power cord - 1no, IV Stand Clam -1no, Battery - 1no. | 394160000192 | 2016-02-06 | SYP | ICCU | 5 years
141 | ICU | Syringe Pump - 1 | x | Compact (P) | 225639 | 2016-05-06 | W |  |  |  | B-Braun | [6 empty] | 29505 | power cord - 1no, IV Stand Clam -1no, Battery - 1no. | 394160000192 | 2016-02-06 | SYP | ICCU | 5 years
142 | ICU | Syringe Pump - 1 | x | Compact (P) | 225534 | 2016-05-06 | W |  |  |  | B-Braun | [6 empty] | 29505 | power cord - 1no, IV Stand Clam -1no, Battery - 1no. | 394160000192 | 2016-02-06 | SYP | ICCU | 5 years
143 | ICU | Syringe Pump - 3 | x | Compact (P) | 225543 | 2016-05-06 | W |  |  |  | B-Braun | [6 empty] | 29505 | power cord - 1no, IV Stand Clam -1no, Battery - 1no. | 394160000192 | 2016-02-06 | SYP | ICCU | 5 years
144 | ICU | Syringe Pump - 1 | x | Compact (P) | 225519 | 2016-05-06 | W |  |  |  | B-Braun | [6 empty] | 29505 | power cord - 1no, IV Stand Clam -1no, Battery - 1no. | 394160000192 | 2016-02-06 | SYP | ICCU | 5 years
145 | ICU | Syringe Pump - 3 | x | Compact (P) | 225540 | 2016-05-06 | W |  |  |  | B-Braun | [6 empty] | 29505 | power cord - 1no, IV Stand Clam -1no, Battery - 1no. | 394160000192 | 2016-02-06 | SYP | ICCU | 5 years
146 | ICU | Syringe Pump - 3 | x | Compact (P) | 225499 | 2016-05-06 | W |  |  |  | B-Braun | [6 empty] | 29505 | power cord - 1no, IV Stand Clam -1no, Battery - 1no. | 394160000192 | 2016-02-06 | SYP | ICCU | 5 years
147 | ICU | Syringe Pump - 3 | x | Compact (P) | 225550 | 2016-05-06 | W |  |  |  | B-Braun | [6 empty] | 29505 | power cord - 1no, IV Stand Clam -1no, Battery - 1no. | 394160000192 | 2016-02-06 | SYP | ICCU | 5 years
148 | ICU | Syringe Pump - 1 | x | Compact (P) | 225672 | 2016-05-06 | W |  |  |  | B-Braun | [6 empty] | 29505 | power cord - 1no, IV Stand Clam -1no, Battery - 1no. | 394160000192 | 2016-02-06 | SYP | ICCU | 5 years
149 | ICU | Syringe Pump - 3 | x | Compact (P) | 225497 | 2016-05-06 | W |  |  |  | B-Braun | [6 empty] | 29505 | power cord - 1no, IV Stand Clam -1no, Battery - 1no. | 394160000192 | 2016-02-06 | SYP | ICCU | 5 years
150 | ICU | Syringe Pump - 3 | x | Compact (P) | 225503 | 2016-05-06 | W |  |  |  | B-Braun | [6 empty] | 29505 | power cord - 1no, IV Stand Clam -1no, Battery - 1no. | 394160000192 | 2016-02-06 | SYP | ICCU | 5 years
151 | ICU | Infusion Pump | x | Infusomat (P) | 111604 | 2016-05-06 | W |  |  |  | B-Braun | [6 empty] | 47250 | power cord - 1no, IV Stand Clam -1no, Battery - 1no. | 394160000192 | 2016-02-05 | INP | ICCU | 5 years
152 | ICU | Infusion Pump | x | Infusomat (P) | 111617 | 2016-05-06 | W |  |  |  | B-Braun | [6 empty] | 47250 | power cord - 1no, IV Stand Clam -1no, Battery - 1no. | 394160000192 | 2016-02-05 | INP | ICCU | 5 years
153 | ICU | Infusion Pump | x | Infusomat (P) | 111216 | 2016-05-06 | W |  |  |  | B-Braun | [6 empty] | 47250 | power cord - 1no, IV Stand Clam -1no, Battery - 1no. | 394160000192 | 2016-02-05 | INP | ICCU | 5 years
154 | ICU | Infusion Pump | x | Infusomat (P) | 111191 | 2016-05-06 | W |  |  |  | B-Braun | [6 empty] | 47250 | power cord - 1no, IV Stand Clam -1no, Battery - 1no. | 394160000192 | 2016-02-05 | INP | ICCU | 5 years
155 | ICU | Infusion Pump | x | Infusomat (P) | 111619 | 2016-05-06 | W |  |  |  | B-Braun | [6 empty] | 47250 | power cord - 1no, IV Stand Clam -1no, Battery - 1no. | 394160000192 | 2016-02-05 | INP | ICCU | 5 years
156 | ICU | Infusion Pump | x | Infusomat (P) | 111604 | 2016-05-06 | W |  |  |  | B-Braun | [6 empty] | 47250 | power cord - 1no, IV Stand Clam -1no, Battery - 1no. | 394160000192 | 2016-02-05 | INP | ICCU | 5 years
157 | ICU | SCD Machine | x | Kendal | SN1501832 | 2016-04-15 | W |  |  |  | Covidien | [6 empty] | 94500 | Patient tubings - 2no, power cord - 1no | 394160000337 | 2016-03-31 | SCD | ICCU | 2 years
158 | ICU | IABP Machine | x | CS300 | SI222442K5 | 2016-04-27 | W |  |  |  | Maquet | [6 empty] | 22,00,000 | ECG Cable-1,Helium Cylinder-3,Pressure cable-1,Jack cable-1 & power cord - 1no | 394160000180 | 2016-01-28 | IBP | ICCU | 3 years
159 | ICU | Patient Warmer | x | Warmtouch | SP15110209 | 2016-05-13 | W |  |  |  | Covidien | [6 empty] | 70000 | power cord - 1no, blanket(adult and pediatric)-2 nos | 394160000325 | 2016-03-30 | PTW | ICCU | 2 years
160 | ICU | ECHO Machine | x | Edge | 04317X | 2016-04-29 | W |  |  |  | SonoSite | [6 empty] | 17,25,000 | P21Xi, C60Xi & HFL38Xi | 394160000332 | 31/3/2016 | ECM | ICCU | 5 years
161 | ICU | Ultrasonic nebulizer | x | Pro | AP1601362 | 2016-06-23 | W |  |  |  | Aerogen | [6 empty] | 65000 | Power adpater-1No. | 394170001203 | 21/6/2016 | USN | ICCU | 1 year
162 | ICU | Blood Warmer | x | ET-TF-II | 110302310 | 2016-05-06 | W |  |  |  | Technocare | [6 empty] | 47250 | power cord-1 | 394160000339 | 31/3/2016 | BLW | ICCU | 2 years
163 | ICU | Bipap Machine | x | IN 1161X | C14270110C09D | 22-8-2016 | W |  |  |  | Philips | [6 empty] | 99750 | power cord - 1, Mask with Tubing set -1 | 394170002408 | 2016-08-09 | BIP | ICCU | 2 years
164 | NIU | Monitor | x | MX430 | DE54800893 | 2016-05-16 | W |  |  |  | Philips | [6 empty] | 254340 | Basic module - 1no, Extention module - 1no, ETCO2 Cable -1no, ECG Cable - 1no, Spo2 Probe - 1no, Nibp Cuff with hose - 1no. | 394160000110 | 2015-12-02 | MON | NICU | 1 year
165 | NIU | Monitor | x | MX430 | DE54800891 | 2016-05-16 | W |  |  |  | Philips | [6 empty] | 161853 | Basic module - 1no, Extention module - 1no, ECG Cable - 1no, Spo2 Probe - 1no, Nibp Cuff with hose - 1no. | 394160000110 | 2015-12-02 | MON | NICU | 1 year
166 | NIU | Monitor | x | MX430 | DE54800895 | 2016-05-16 | W |  |  |  | Philips | [6 empty] | 161853 | Basic module - 1no, Extention module - 1no, ECG Cable - 1no, Spo2 Probe - 1no, Nibp Cuff with hose - 1no. | 394160000110 | 2015-12-02 | MON | NICU | 1 year
167 | NIU | Monitor | x | MX430 | DE54800979 | 2016-05-16 | W |  |  |  | Philips | [6 empty] | 143355 | Basic module - 1no, ECG Cable - 1no, Spo2 Probe - 1no, Nibp Cuff with hose - 1no. | 394160000110 | 2015-12-02 | MON | NICU | 1 year
168 | NIU | Monitor | x | MX430 | DE54800790 | 2016-05-16 | W |  |  |  | Philips | [6 empty] | 143355 | Basic module - 1no, ECG Cable - 1no, Spo2 Probe - 1no, Nibp Cuff with hose - 1no. | 394160000110 | 2015-12-02 | MON | NICU | 1 year
169 | NIU | Monitor | x | MX430 | DE54800903 | 2016-05-16 | W |  |  |  | Philips | [6 empty] | 143355 | Basic module - 1no, ECG Cable - 1no, Spo2 Probe - 1no, Nibp Cuff with hose - 1no. | 394160000110 | 2015-12-02 | MON | NICU | 1 year
170 | NIU | Monitor | x | MX430 | DE54800906 | 2016-05-16 | W |  |  |  | Philips | [6 empty] | 143355 | Basic module - 1no, ECG Cable - 1no, Spo2 Probe - 1no, Nibp Cuff with hose - 1no. | 394160000110 | 2015-12-02 | MON | NICU | 1 year
171 | NIU | ECG Machine | x | TC20 | CN21608743 | 2016-05-16 | W |  |  |  | Philips | [6 empty] | 115609 | ECG Cable (10 leads) -1no, Clamps -4no, Bulbs -6no, power cord -1no, Battery -1no | 394160000110 | 2015-12-02 | ECG | NICU | 1 year
172 | NIU | Defibrillator | x | DFM100 | CN32605011 | 2016-05-16 | W |  |  |  | Philips | [6 empty] | 159078 | EXternal Paddels -1no, ECG Cable -1no, AED Cable -1no, power cord -1no, Battery -1no | 394160000110 | 2015-02-12 | DFB | NICU | 1 year
173 | NIU | Syringe Pump - 4 | x | Compact (P) | 225488 | 2016-05-06 | w |  |  |  | B-Braun | [6 empty] | 29505 | power cord - 1no, IV Stand Clam -1no, Battery - 1no. | 394160000192 | 2016-02-06 | SYP | NICU | 5 years
174 | NIU | Syringe Pump - 3 | x | Compact (P) | 225512 | 2016-05-06 | W |  |  |  | B-Braun | [6 empty] | 29505 | power cord - 1no, IV Stand Clam -1no, Battery - 1no. | 394160000192 | 2016-02-06 | SYP | NICU | 5 years
175 | NIU | Syringe Pump - 4 | x | Compact (P) | 225486 | 2016-05-06 | W |  |  |  | B-Braun | [6 empty] | 29505 | power cord - 1no, IV Stand Clam -1no, Battery - 1no. | 394160000192 | 2016-02-06 | SYP | NICU | 5 years
176 | NIU | Syringe Pump - 6 | x | Compact (P) | 225686 | 2016-05-06 | W |  |  |  | B-Braun | [6 empty] | 29505 | power cord - 1no, IV Stand Clam -1no, Battery - 1no. | 394160000192 | 2016-02-06 | SYP | NICU | 5 years
177 | NIU | Syringe Pump - 6 | x | Compact (P) | 225694 | 2016-05-06 | W |  |  |  | B-Braun | [6 empty] | 29505 | power cord - 1no, IV Stand Clam -1no, Battery - 1no. | 394160000192 | 2016-02-06 | SYP | NICU | 5 years
178 | NIU | Syringe Pump - 4 | x | Compact (P) | 224763 | 2016-05-06 | W |  |  |  | B-Braun | [6 empty] | 29505 | power cord - 1no, IV Stand Clam -1no, Battery - 1no. | 394160000192 | 2016-02-06 | SYP | NICU | 5 years
179 | NIU | Syringe Pump - 5 | x | Compact (P) | 222175 | 2016-05-06 | W |  |  |  | B-Braun | [6 empty] | 29505 | power cord - 1no, IV Stand Clam -1no, Battery - 1no. | 394160000192 | 2016-02-06 | SYP | NICU | 5 years
180 | NIU | Syringe Pump - 4 | x | Compact (P) | 224913 | 2016-05-06 | W |  |  |  | B-Braun | [6 empty] | 29505 | power cord - 1no, IV Stand Clam -1no, Battery - 1no. | 394160000192 | 2016-02-06 | SYP | NICU | 5 years
181 | NIU | Syringe Pump - 1 | x | Compact (P) | 215115 | 2016-05-06 | W |  |  |  | B-Braun | [6 empty] | 29505 | power cord - 1no, IV Stand Clam -1no, Battery - 1no. | 394160000192 | 2016-02-06 | SYP | NICU | 5 years
182 | NIU | Syringe Pump - 4 | x | Compact (P) | 225476 | 2016-05-06 | W |  |  |  | B-Braun | [6 empty] | 29505 | power cord - 1no, IV Stand Clam -1no, Battery - 1no. | 394160000192 | 2016-02-06 | SYP | NICU | 5 years
183 | NIU | Syringe Pump - 6 | x | Compact (P) | 225683 | 2016-05-06 | W |  |  |  | B-Braun | [6 empty] | 29505 | power cord - 1no, IV Stand Clam -1no, Battery - 1no. | 394160000192 | 2016-02-06 | SYP | NICU | 5 years
184 | NIU | Syringe Pump - 3 | x | Compact (P) | 225511 | 2016-05-06 | W |  |  |  | B-Braun | [6 empty] | 29505 | power cord - 1no, IV Stand Clam -1no, Battery - 1no. | 394160000192 | 2016-02-06 | SYP | NICU | 5 years
185 | NIU | Syringe Pump - 2 | x | Compact (P) | 225720 | 2016-05-06 | W |  |  |  | B-Braun | [6 empty] | 29505 | power cord - 1no, IV Stand Clam -1no, Battery - 1no. | 394160000192 | 2016-02-06 | SYP | NICU | 5 years
186 | NIU | Syringe Pump - 2 | x | Compact (P) | 225773 | 2016-05-06 | W |  |  |  | B-Braun | [6 empty] | 29505 | power cord - 1no, IV Stand Clam -1no, Battery - 1no. | 394160000192 | 2016-02-06 | SYP | NICU | 5 years
187 | NIU | Infusion Pump | x | Infusomat (P) | 111213 | 2016-05-06 | W |  |  |  | B-Braun | [6 empty] | 47250 | power cord - 1no, IV Stand Clam -1no, Battery - 1no. | 394160000192 | 2016-02-05 | INP | NICU | 5 years
188 | NIU | Infusion Pump | x | Infusomat (P) | 111174 | 2016-05-06 | W |  |  |  | B-Braun | [6 empty] | 47250 | power cord - 1no, IV Stand Clam -1no, Battery - 1no. | 394160000192 | 2016-02-05 | INP | NICU | 5 years
189 | NIU | Infusion Pump | x | Infusomat (P) | 111225 | 2016-05-06 | W |  |  |  | B-Braun | [6 empty] | 47250 | power cord - 1no, IV Stand Clam -1no, Battery - 1no. | 394160000192 | 2016-02-05 | INP | NICU | 5 years
190 | NIU | Infusion Pump | x | Infusomat (P) | 111222 | 2016-05-06 | W |  |  |  | B-Braun | [6 empty] | 47250 | power cord - 1no, IV Stand Clam -1no, Battery - 1no. | 394160000192 | 2016-02-05 | INP | NICU | 5 years
191 | NIU | Infusion Pump | x | Infusomat (P) | 111229 | 2016-05-06 | W |  |  |  | B-Braun | [6 empty] | 47250 | power cord - 1no, IV Stand Clam -1no, Battery - 1no. | 394160000192 | 2016-02-05 | INP | NICU | 5 years
192 | NIU | Patient Warmer | x | Warmtouch | SP15110205 | 2016-05-13 | W |  |  |  | Covidien | [6 empty] | 70000 | power cord - 1no, blanket(adult and pediatric)-2 nos | 394160000325 | 2016-03-30 | PTW | NICU | 2 years
193 | NIU | SCD Machine | x | Kendal | SN1501828 | 2016-04-15 | W |  |  |  | Covidien | [6 empty] | 94500 | Patient tubings - 2no, power cord - 1no | 394160000337 | 2016-03-31 | SCD | NICU | 2 years
194 | NIU | SCD Machine | x | Kendal | SN1501849 | 2016-04-15 | W |  |  |  | Covidien | [6 empty] | 94500 | Patient tubings - 2no, power cord - 1no | 394160000337 | 2016-03-31 | SCD | NICU | 2 years
195 | NIU | ventilator | x | Servo's | 35965 | 2016-05-17 | W |  |  |  | Maquet | [6 empty] | 700000 | power cord - 1no, IV Stand Clam -1no, Battery - 2no, expiratory cassettes-1 no. | 394160000058 | 2015-10-01 | VEN | NICU | 2 years
196 | NIU | ventilator | x | Servo's | 35968 | 2016-05-17 | W |  |  |  | Maquet | [6 empty] | 700000 | power cord - 1no, IV Stand Clam -1no, Battery - 2no, expiratory cassettes-1 no. | 394160000058 | 2015-10-01 | VEN | NICU | 2 years
197 | NIU | Blood Warmer | x | ET-TF-II | 11030256 | 2016-05-06 | W |  |  |  | Technocare | [6 empty] | 47250 | power cord-1 | 394160000339 | 31/3/2016 | BLW | NICU | 2 years
198 | NIU | Bipap Machine | x | IN 1161X | C14270125BD58 | 22-8-2016 | W |  |  |  | Philips | [6 empty] | 99750 | power cord - 1, Mask with Tubing set -1 | 394170002408 | 2016-08-09 | BIP | NICU | 2 years
199 | NSU | Monitor | x | MX430 | DE54800898 | 2016-05-16 | W |  |  |  | Philips | [6 empty] | 254340 | Basic module - 1no, Extention module - 1no, ETCO2 Cable -1no, ECG Cable - 1no, Spo2 Probe - 1no, Nibp Cuff with hose - 1no. | 394160000110 | 2015-12-02 | MON | NSICU | 1 year
200 | NSU | Monitor | x | MX430 | DE54800782 | 2016-05-16 | W |  |  |  | Philips | [6 empty] | 161853 | Basic module - 1no, Extention module - 1no, ECG Cable - 1no, Spo2 Probe - 1no, Nibp Cuff with hose - 1no. | 394160000110 | 2015-12-02 | MON | NSICU | 1 year
201 | NSU | Monitor | x | MX430 | DE54800774 | 2016-05-16 | W |  |  |  | Philips | [6 empty] | 143355 | Basic module - 1no, ECG Cable - 1no, Spo2 Probe - 1no, Nibp Cuff with hose - 1no. | 394160000110 | 2015-12-02 | MON | NSICU | 1 year
202 | NSU | Monitor | x | MX430 | DE54800971 | 2016-05-16 | W |  |  |  | Philips | [6 empty] | 143355 | Basic module - 1no, ECG Cable - 1no, Spo2 Probe - 1no, Nibp Cuff with hose - 1no. | 394160000110 | 2015-12-02 | MON | NSICU | 1 year
203 | NSU | Monitor | x | MX430 | DE54800987 | 2016-05-16 | W |  |  |  | Philips | [6 empty] | 143355 | Basic module - 1no, ECG Cable - 1no, Spo2 Probe - 1no, Nibp Cuff with hose - 1no. | 394160000110 | 2015-12-02 | MON | NSICU | 1 year
204 | NSU | Syringe Pump - 3 | x | Compact (P) | 225509 | 2016-05-06 | W |  |  |  | B-Braun | [6 empty] | 29505 | power cord - 1no, IV Stand Clam -1no, Battery - 1no. | 394160000192 | 2016-02-06 | SYP | NSICU | 5 years
205 | NSU | Syringe Pump - 4 | x | Compact (P) | 225479 | 2016-05-06 | W |  |  |  | B-Braun | [6 empty] | 29505 | power cord - 1no, IV Stand Clam -1no, Battery - 1no. | 394160000192 | 2016-02-06 | SYP | NSICU | 5 years
206 | NSU | Syringe Pump - 6 | x | Compact (P) | 225685 | 2016-05-06 | W |  |  |  | B-Braun | [6 empty] | 29505 | power cord - 1no, IV Stand Clam -1no, Battery - 1no. | 394160000192 | 2016-02-06 | SYP | NSICU | 5 years
207 | NSU | Syringe Pump - 2 | x | Compact (P) | 222851 | 2016-05-06 | W |  |  |  | B-Braun | [6 empty] | 29505 | power cord - 1no, IV Stand Clam -1no, Battery - 1no. | 394160000192 | 2016-02-06 | SYP | NSICU | 5 years
208 | NSU | Syringe Pump - 6 | x | Compact (P) | 225687 | 2016-05-06 | W |  |  |  | B-Braun | [6 empty] | 29505 | power cord - 1no, IV Stand Clam -1no, Battery - 1no. | 394160000192 | 2016-02-06 | SYP | NSICU | 5 years
209 | NSU | Syringe Pump - 6 | x | Compact (P) | 225690 | 2016-05-06 | W |  |  |  | B-Braun | [6 empty] | 29505 | power cord - 1no, IV Stand Clam -1no, Battery - 1no. | 394160000192 | 2016-02-06 | SYP | NSICU | 5 years
210 | NSU | Syringe Pump - 3 | x | Compact (P) | 225621 | 2016-05-06 | W |  |  |  | B-Braun | [6 empty] | 29505 | power cord - 1no, IV Stand Clam -1no, Battery - 1no. | 394160000192 | 2016-02-06 | SYP | NSICU | 5 years
211 | NSU | Infusion Pump | x | Infusomat (P) | 111598 | 2016-05-06 | W |  |  |  | B-Braun | [6 empty] | 47250 | power cord - 1no, IV Stand Clam -1no, Battery - 1no. | 394160000192 | 2016-02-05 | INP | NSICU | 5 years
212 | NSU | Infusion Pump | x | Infusomat (P) | 111613 | 2016-05-06 | W |  |  |  | B-Braun | [6 empty] | 47250 | power cord - 1no, IV Stand Clam -1no, Battery - 1no. | 394160000192 | 2016-02-05 | INP | NSICU | 5 years
213 | NSU | Infusion Pump | x | Infusomat (P) | 111218 | 2016-05-06 | W |  |  |  | B-Braun | [6 empty] | 47250 | power cord - 1no, IV Stand Clam -1no, Battery - 1no. | 394160000192 | 2016-02-05 | INP | NSICU | 5 years
214 | NSU | Infusion Pump | x | Infusomat (P) | 111620 | 2016-05-06 | W |  |  |  | B-Braun | [6 empty] | 47250 | power cord - 1no, IV Stand Clam -1no, Battery - 1no. | 394160000192 | 2016-02-05 | INP | NSICU | 5 years
215 | NSU | Patient Warmer | x | Warmtouch | SP15110207 | 2016-05-13 | W |  |  |  | Covidien | [6 empty] | 70000 | power cord - 1no, blanket(adult and pediatric)-2 nos | 394160000325 | 2016-03-30 | PTW | NSICU | 2 years
216 | NSU | Defibrillator | x | DFM100 | CN32605100 | 2016-05-16 | W |  |  |  | Philips | [6 empty] | 184974 | EXternal Paddels -1no, ECG Cable -1no, AED Cable -1no, power cord -1no, Battery -1no | 394160000110 | 2015-02-12 | DFB | NSICU | 1 year
217 | NSU | ECG Machine | x | TC20 | CN21608742 | 2016-05-16 | W |  |  |  | Philips | [6 empty] | 115609 | ECG Cable (10 leads) -1no, Clamps -4no, Bulbs -6no, power cord -1no, Battery -1no | 394160000110 | 2015-12-02 | ECG | NSICU | 1 year
218 | NSU | SCD Machine | x | Kendal | SN1501857 | 2016-04-15 | W |  |  |  | Covidien | [6 empty] | 94500 | Patient tubings - 2no, power cord - 1no | 394160000337 | 2016-03-31 | SCD | NSICU | 2 years
219 | NSU | ventilator | x | Servo's | 35952 | 2016-05-17 | W |  |  |  | Maquet | [6 empty] | 700000 | power cord - 1no, IV Stand Clam -1no, Battery - 2no, expiratory cassettes-1 no. | 394160000058 | 2015-10-01 | VEN | NSICU | 2 years
220 | NSU | ventilator | x | Servo's | 35955 | 2016-05-17 | W |  |  |  | Maquet | [6 empty] | 700000 | power cord - 1no, IV Stand Clam -1no, Battery - 2no, expiratory cassettes-1 no. | 394160000058 | 2015-10-01 | VEN | NSICU | 2 years
221 | NSU | Blood Warmer | x | ET-TF-II | 11030258 | 2016-05-06 | W |  |  |  | Technocare | [6 empty] | 47250 | power cord-1 | 394160000339 | 31/3/2016 | BLW | NSICU | 2 years
222 | NSU | Bipap Machine | x | IN 1161X | C142702120CEB | 2016-08-22 | W |  |  |  | Philips | [6 empty] | 99750 | power cord - 1, Mask with Tubing set -1 | 394170002408 | 2016-08-09 | BIP | NSICU | 2 years
223 | SIU | Monitor | x | MX430 | DE54800974 | 2016-05-16 | W |  |  |  | Philips | [6 empty] | 254340 | Basic module - 1no, Extention module - 1no, ETCO2 Cable -1no, ECG Cable - 1no, Spo2 Probe - 1no, Nibp Cuff with hose - 1no. | 394160000110 | 2015-12-02 | MON | SICU | 1 year
224 | SIU | Monitor | x | MX430 | DE54800894 | 2016-05-16 | W |  |  |  | Philips | [6 empty] | 161853 | Basic module - 1no, Extention module - 1no, ECG Cable - 1no, Spo2 Probe - 1no, Nibp Cuff with hose - 1no. | 394160000110 | 2015-12-02 | MON | SICU | 1 year
225 | SIU | Monitor | x | MX430 | DE54800777 | 2016-05-16 | W |  |  |  | Philips | [6 empty] | 161853 | Basic module - 1no, Extention module - 1no, ECG Cable - 1no, Spo2 Probe - 1no, Nibp Cuff with hose - 1no. | 394160000110 | 2015-12-02 | MON | SICU | 1 year
226 | SIU | Monitor | x | MX430 | DE54800969 | 2016-05-16 | W |  |  |  | Philips | [6 empty] | 143355 | Basic module - 1no, ECG Cable - 1no, Spo2 Probe - 1no, Nibp Cuff with hose - 1no. | 394160000110 | 2015-12-02 | MON | SICU | 1 year
227 | SIU | Monitor | x | MX430 | DE54800899 | 2016-05-16 | W |  |  |  | Philips | [6 empty] | 143355 | Basic module - 1no, ECG Cable - 1no, Spo2 Probe - 1no, Nibp Cuff with hose - 1no. | 394160000110 | 2015-12-02 | MON | SICU | 1 year
228 | SIU | Monitor | x | MX430 | DE54800778 | 2016-05-16 | W |  |  |  | Philips | [6 empty] | 143355 | Basic module - 1no, ECG Cable - 1no, Spo2 Probe - 1no, Nibp Cuff with hose - 1no. | 394160000110 | 2015-12-02 | MON | SICU | 1 year
229 | SIU | Syringe Pump - 4 | x | Compact (P) | 225473 | 2016-05-06 | W |  |  |  | B-Braun | [6 empty] | 29505 | power cord - 1no, IV Stand Clam -1no, Battery - 1no. | 394160000192 | 2016-02-06 | SYP | SICU | 5 years
230 | SIU | Syringe Pump - 4 | x | Compact (P) | 225482 | 2016-05-06 | W |  |  |  | B-Braun | [6 empty] | 29505 | power cord - 1no, IV Stand Clam -1no, Battery - 1no. | 394160000192 | 2016-02-06 | SYP | SICU | 5 years
231 | SIU | Syringe Pump - 3 | x | Compact (P) | 225495 | 2016-05-06 | W |  |  |  | B-Braun | [6 empty] | 29505 | power cord - 1no, IV Stand Clam -1no, Battery - 1no. | 394160000192 | 2016-02-06 | SYP | SICU | 5 years
232 | SIU | Syringe Pump - 4 | x | Compact (P) | 222296 | 2016-05-06 | W |  |  |  | B-Braun | [6 empty] | 29505 | power cord - 1no, IV Stand Clam -1no, Battery - 1no. | 394160000192 | 2016-02-06 | SYP | SICU | 5 years
233 | SIU | Syringe Pump - 4 | x | Compact (P) | 224770 | 2016-05-06 | W |  |  |  | B-Braun | [6 empty] | 29505 | power cord - 1no, IV Stand Clam -1no, Battery - 1no. | 394160000192 | 2016-02-06 | SYP | SICU | 5 years
234 | SIU | Syringe Pump - 5 | x | Compact (P) | 222852 | 2016-05-06 | W |  |  |  | B-Braun | [6 empty] | 29505 | power cord - 1no, IV Stand Clam -1no, Battery - 1no. | 394160000192 | 2016-02-06 | SYP | SICU | 5 years
235 | SIU | Syringe Pump - 5 | x | Compact (P) | 211011 | 2016-05-06 | W |  |  |  | B-Braun | [6 empty] | 29505 | power cord - 1no, IV Stand Clam -1no, Battery - 1no. | 394160000192 | 2016-02-06 | SYP | SICU | 5 years
236 | SIU | Syringe Pump - 5 | x | Compact (P) | 223998 | 2016-05-06 | W |  |  |  | B-Braun | [6 empty] | 29505 | power cord - 1no, IV Stand Clam -1no, Battery - 1no. | 394160000192 | 2016-02-06 | SYP | SICU | 5 years
237 | SIU | Syringe Pump - 5 | x | Compact (P) | 214210 | 2016-05-06 | W |  |  |  | B-Braun | [6 empty] | 29505 | power cord - 1no, IV Stand Clam -1no, Battery - 1no. | 394160000192 | 2016-02-06 | SYP | SICU | 5 years
238 | SIU | Syringe Pump - 2 | x | Compact (P) | 225716 | 2016-05-06 | W |  |  |  | B-Braun | [6 empty] | 29505 | power cord - 1no, IV Stand Clam -1no, Battery - 1no. | 394160000192 | 2016-02-06 | SYP | SICU | 5 years
239 | SIU | Infusion Pump | x | Infusomat (P) | 111230 | 2016-05-06 | W |  |  |  | B-Braun | [6 empty] | 47250 | power cord - 1no, IV Stand Clam -1no, Battery - 1no. | 394160000192 | 2016-02-05 | INP | SICU | 5 years
240 | SIU | Infusion Pump | x | Infusomat (P) | 111191 | 2016-05-06 | W |  |  |  | B-Braun | [6 empty] | 47250 | power cord - 1no, IV Stand Clam -1no, Battery - 1no. | 394160000192 | 2016-02-05 | INP | SICU | 5 years
241 | SIU | Infusion Pump | x | Infusomat (P) | 111607 | 2016-05-06 | W |  |  |  | B-Braun | [6 empty] | 47250 | power cord - 1no, IV Stand Clam -1no, Battery - 1no. | 394160000192 | 2016-02-05 | INP | SICU | 5 years
242 | SIU | Infusion Pump | x | Infusomat (P) | 111228 | 2016-05-06 | W |  |  |  | B-Braun | [6 empty] | 47250 | power cord - 1no, IV Stand Clam -1no, Battery - 1no. | 394160000192 | 2016-02-05 | INP | SICU | 5 years
243 | SIU | Defibrillator | x | DFM100 | CN32605097 | 2016-05-16 | W |  |  |  | Philips | [6 empty] | 184974 | EXternal Paddels -1no, ECG Cable -1no, AED Cable -1no, power cord -1no, Battery -1no | 394160000110 | 2015-02-12 | DFB | SICU | 1 year
244 | SIU | ECG Machine | x | TC20 | CN21608755 | 2016-05-16 | W |  |  |  | Philips | [6 empty] | 115609 | ECG Cable (10 leads) -1no, Clamps -4no, Bulbs -6no, power cord -1no, Battery -1no | 394160000110 | 2015-12-02 | ECG | SICU | 1 year
245 | SIU | SCD Machine | x | Kendal | SN1501829 | 2016-04-15 | W |  |  |  | Covidien | [6 empty] | 94500 | Patient tubings - 2no, power cord - 1no | 394160000337 | 2016-03-31 | SCD | SICU | 2 years
246 | SIU | Patient Warmer | x | Warmtouch | SP15110203 | 2016-05-13 | W |  |  |  | Covidien | [6 empty] | 70000 | power cord - 1no, blanket(adult and pediatric)-2 nos | 394160000325 | 2016-03-30 | PTW | SICU | 2 years
247 | SIU | ventilator | x | Servo's | 35970 | 2016-05-17 | W |  |  |  | Maquet | [6 empty] | 700000 | power cord - 1no, IV Stand Clam -1no, Battery - 2no, expiratory cassettes-1 no. | 394160000058 | 2015-10-01 | VEN | SICU | 2 years
248 | SIU | ventilator | x | Servo's | 35959 | 2016-05-17 | W |  |  |  | Maquet | [6 empty] | 700000 | power cord - 1no, IV Stand Clam -1no, Battery - 2no, expiratory cassettes-1 no. | 394160000058 | 2015-10-01 | VEN | SICU | 2 years
249 | SIU | Blood Warmer | x | ET-TF-II | 11030258 | 2016-05-06 | W |  |  |  | Technocare | [6 empty] | 47250 | power cord-1 | 394160000339 | 31/3/2016 | BLW | SICU | 2 years
250 | MIU | Monitor | x | MX430 | DE54800783 | 2016-05-16 | W |  |  |  | Philips | [6 empty] | 143355 | Basic module - 1no, ECG Cable - 1no, Spo2 Probe - 1no, Nibp Cuff with hose - 1no. | 394160000110 | 2015-12-02 | MON | MICU | 1 year
251 | MIU | Monitor | x | MX430 | DE54800977 | 2016-05-16 | W |  |  |  | Philips | [6 empty] | 161853 | Basic module - 1no, ECG Cable - 1no, Spo2 Probe - 1no, Nibp Cuff with hose - 1no. | 394160000110 | 2015-12-02 | MON | MICU | 1 year
252 | MIU | Monitor | x | MX430 | DE54800776 | 2016-05-16 | W |  |  |  | Philips | [6 empty] | 161853 | Basic module - 1no, Extention module - 1no, ECG Cable - 1no, Spo2 Probe - 1no, Nibp Cuff with hose - 1no. | 394160000110 | 2015-12-02 | MON | MICU | 1 year
253 | MIU | Monitor | x | MX430 | DE54800890 | 2016-05-16 | W |  |  |  | Philips | [6 empty] | 161853 | Basic module - 1no, Extention module - 1no, ECG Cable - 1no, Spo2 Probe - 1no, Nibp Cuff with hose - 1no. | 394160000110 | 2015-12-02 | MON | MICU | 1 year
254 | MIU | Monitor | x | MX430 | DE54800975 | 2016-05-16 | W |  |  |  | Philips | [6 empty] | 254340 | Basic module - 1no, Extention module - 1no, ETCO2 Cable -1no, ECG Cable - 1no, Spo2 Probe - 1no, Nibp Cuff with hose - 1no. | 394160000110 | 2015-12-02 | MON | MICU | 1 year
255 | MIU | Monitor | x | MX430 | DE54800784 | 2016-05-16 | W |  |  |  | Philips | [6 empty] | 254340 | Basic module - 1no, Extention module - 1no, ETCO2 Cable -1no, ECG Cable - 1no, Spo2 Probe - 1no, Nibp Cuff with hose - 1no. | 394160000110 | 2015-12-02 | MON | MICU | 1 year
256 | MIU | Monitor | x | MX430 | DE54800988 | 2016-05-16 | W |  |  |  | Philips | [6 empty] | 254340 | Basic module - 1no, Extention module - 1no, ETCO2 Cable -1no, ECG Cable - 1no, Spo2 Probe - 1no, Nibp Cuff with hose - 1no. | 394160000110 | 2015-12-02 | MON | MICU | 1 year
257 | MIU | Monitor | x | MX430 | DE54800988 | 2016-05-16 | W |  |  |  | Philips | [6 empty] | 254340 | Basic module - 1no, Extention module - 1no, ETCO2 Cable -1no, ECG Cable - 1no, Spo2 Probe - 1no, Nibp Cuff with hose - 1no. | 394160000110 | 2015-12-02 | MON | MICU | 1 year
258 | MIU | Ultrasonic nebulizer | x | Pro | AP1601367 | 2016-06-23 | W |  |  |  | Aerogen | [6 empty] | 65000 | Power Cord -1No. | 394170001203 | 21/6/2016 | USN | MICU | 1 year
259 | MIU | ventilator | x | Servo's | 35966 | 2016-05-17 | W |  |  |  | Maquet | [6 empty] | 700000 | power cord - 1no, IV Stand Clam -1no, Battery - 2no, expiratory cassettes-1 no. | 394160000058 | 2015-10-01 | VEN | MICU | 2 years
260 | MIU | ventilator | x | Servo's | 35954 | 2016-05-17 | W |  |  |  | Maquet | [6 empty] | 700000 | power cord - 1no, IV Stand Clam -1no, Battery - 2no, expiratory cassettes-1 no. | 394160000058 | 2015-10-01 | VEN | MICU | 2 years
261 | MIU | ventilator | x | Servo's | 35964 | 2016-05-17 | W |  |  |  | Maquet | [6 empty] | 700000 | power cord - 1no, IV Stand Clam -1no, Battery - 2no, expiratory cassettes-1 no. | 394160000058 | 2015-10-01 | VEN | MICU | 2 years
262 | MIU | ventilator | x | Servo'i | 82811 | 2016-05-17 | W |  |  |  | Maquet | [6 empty] | 995000 | power cord - 1no, IV Stand Clam -1no, Battery - 2no, expiratory cassettes-1 no. | 394160000058 | 2015-10-01 | VEN | MICU | 2 years
263 | MIU | ECG Machine | x | TC20 | CN21608741 | 2016-05-16 | W |  |  |  | Philips | [6 empty] | 115609 | ECG Cable (10 leads) -1no, Clamps -4no, Bulbs -6no, power cord -1no, Battery -1no | 394160000110 | 2015-12-02 | ECG | MICU | 1 year
264 | MIU | Defibrillator | x | DFM100 | CN32605109 | 2016-05-16 | W |  |  |  | Philips | [6 empty] | 226594 | EXternal Paddels -1no, ECG Cable -1no, power cord -1no, Battery -1no | 394160000110 | 2015-02-12 | DFB | MICU | 1 year
265 | MIU | Defibrillator | x | DFM100 | CN32605023 | 2016-05-16 | W |  |  |  | Philips | [6 empty] | 184974 | EXternal Paddels -1no, ECG Cable -1no, AED Cable -1no, power cord -1no, Battery -1no | 394160000110 | 2015-02-12 | DFB | MICU | 1 year
266 | MIU | Syringe Pump - 1 | x | Compact (P) | 225531 | 2016-05-06 | W |  |  |  | B-Braun | [6 empty] | 29505 | power cord - 1no, IV Stand Clam -1no, Battery - 1no. | 394160000192 | 2016-02-06 | SYP | MICU | 5 years
267 | MIU | Syringe Pump - 2 | x | Compact (P) | 225514 | 2016-05-06 | W |  |  |  | B-Braun | [6 empty] | 29505 | power cord - 1no, IV Stand Clam -1no, Battery - 1no. | 394160000192 | 2016-02-06 | SYP | MICU | 5 years
268 | MIU | Syringe Pump - 1 | x | Compact (P) | 225528 | 2016-05-06 | W |  |  |  | B-Braun | [6 empty] | 29505 | power cord - 1no, IV Stand Clam -1no, Battery - 1no. | 394160000192 | 2016-02-06 | SYP | MICU | 5 years
269 | MIU | Syringe Pump - 3 | x | Compact (P) | 225508 | 2016-05-06 | W |  |  |  | B-Braun | [6 empty] | 29505 | power cord - 1no, IV Stand Clam -1no, Battery - 1no. | 394160000192 | 2016-02-06 | SYP | MICU | 5 years
270 | MIU | Syringe Pump - 4 | x | Compact (P) | 225489 | 2016-05-06 | W |  |  |  | B-Braun | [6 empty] | 29505 | power cord - 1no, IV Stand Clam -1no, Battery - 1no. | 394160000192 | 2016-02-06 | SYP | MICU | 5 years
271 | MIU | Syringe Pump - 3 | x | Compact (P) | 225507 | 2016-05-06 | W |  |  |  | B-Braun | [6 empty] | 29505 | power cord - 1no, IV Stand Clam -1no, Battery - 1no. | 394160000192 | 2016-02-06 | SYP | MICU | 5 years
272 | MIU | Syringe Pump - 4 | x | Compact (P) | 225485 | 2016-05-06 | W |  |  |  | B-Braun | [6 empty] | 29505 | power cord - 1no, IV Stand Clam -1no, Battery - 1no. | 394160000192 | 2016-02-06 | SYP | MICU | 5 years
273 | MIU | Syringe Pump - 3 | x | Compact (P) | 225506 | 2016-05-06 | W |  |  |  | B-Braun | [6 empty] | 29505 | power cord - 1no, IV Stand Clam -1no, Battery - 1no. | 394160000192 | 2016-02-06 | SYP | MICU | 5 years
274 | MIU | Syringe Pump - 4 | x | Compact (P) | 225477 | 2016-05-06 | W |  |  |  | B-Braun | [6 empty] | 29505 | power cord - 1no, IV Stand Clam -1no, Battery - 1no. | 394160000192 | 2016-02-06 | SYP | MICU | 5 years
275 | MIU | Syringe Pump - 4 | x | Compact (P) | 225498 | 2016-05-06 | W |  |  |  | B-Braun | [6 empty] | 29505 | power cord - 1no, IV Stand Clam -1no, Battery - 1no. | 394160000192 | 2016-02-06 | SYP | MICU | 5 years
276 | MIU | Syringe Pump - 4 | x | Compact (P) | 225483 | 2016-05-06 | W |  |  |  | B-Braun | [6 empty] | 29505 | power cord - 1no, IV Stand Clam -1no, Battery - 1no. | 394160000192 | 2016-02-06 | SYP | MICU | 5 years
277 | MIU | Syringe Pump - 4 | x | Compact (P) | 225494 | 2016-05-06 | W |  |  |  | B-Braun | [6 empty] | 29505 | power cord - 1no, IV Stand Clam -1no, Battery - 1no. | 394160000192 | 2016-02-06 | SYP | MICU | 5 years
278 | MIU | Syringe Pump - 2 | x | Compact (P) | 225719 | 2016-05-06 | W |  |  |  | B-Braun | [6 empty] | 29505 | power cord - 1no, IV Stand Clam -1no, Battery - 1no. | 394160000192 | 2016-02-06 | SYP | MICU | 5 years
279 | MIU | Syringe Pump - 3 | x | Compact (P) | 225541 | 2016-05-06 | W |  |  |  | B-Braun | [6 empty] | 29505 | power cord - 1no, IV Stand Clam -1no, Battery - 1no. | 394160000192 | 2016-02-06 | SYP | MICU | 5 years
280 | MIU | Syringe Pump - 5 | x | Compact (P) | 225446 | 2016-05-06 | W |  |  |  | B-Braun | [6 empty] | 29505 | power cord - 1no, IV Stand Clam -1no, Battery - 1no. | 394160000192 | 2016-02-06 | SYP | MICU | 5 years
281 | MIU | Syringe Pump - 3 | x | Compact (P) | 225551 | 2016-05-06 | W |  |  |  | B-Braun | [6 empty] | 29505 | power cord - 1no, IV Stand Clam -1no, Battery - 1no. | 394160000192 | 2016-02-06 | SYP | MICU | 5 years
282 | MIU | Syringe Pump - 2 | x | Compact (P) | 225717 | 2016-05-06 | W |  |  |  | B-Braun | [6 empty] | 29505 | power cord - 1no, IV Stand Clam -1no, Battery - 1no. | 394160000192 | 2016-02-06 | SYP | MICU | 5 years
283 | MIU | Syringe Pump - 1 | x | Compact (P) | 225532 | 2016-05-06 | W |  |  |  | B-Braun | [6 empty] | 29505 | power cord - 1no, IV Stand Clam -1no, Battery - 1no. | 394160000192 | 2016-02-06 | SYP | MICU | 5 years
284 | MIU | Syringe Pump - 2 | x | Compact (P) | 225715 | 2016-05-06 | W |  |  |  | B-Braun | [6 empty] | 29505 | power cord - 1no, IV Stand Clam -1no, Battery - 1no. | 394160000192 | 2016-02-06 | SYP | MICU | 5 years
285 | MIU | Syringe Pump - 3 | x | Compact (P) | 225505 | 2016-05-06 | W |  |  |  | B-Braun | [6 empty] | 29505 | power cord - 1no, IV Stand Clam -1no, Battery - 1no. | 394160000192 | 2016-02-06 | SYP | MICU | 5 years
286 | MIU | Infusion Pump | x | Infusomat (P) | 111622 | 2016-05-06 | W |  |  |  | B-Braun | [6 empty] | 47250 | power cord - 1no, IV Stand Clam -1no, Battery - 1no. | 394160000192 | 2016-02-05 | INP | MICU | 5 years
287 | MIU | Infusion Pump | x | Infusomat (P) | 111601 | 2016-05-06 | W |  |  |  | B-Braun | [6 empty] | 47250 | power cord - 1no, IV Stand Clam -1no, Battery - 1no. | 394160000192 | 2016-02-05 | INP | MICU | 5 years
288 | MIU | Infusion Pump | x | Infusomat (P) | 111617 | 2016-05-06 | W |  |  |  | B-Braun | [6 empty] | 47250 | power cord - 1no, IV Stand Clam -1no, Battery - 1no. | 394160000192 | 2016-02-05 | INP | MICU | 5 years
289 | MIU | Infusion Pump | x | Infusomat (P) | 111625 | 2016-05-06 | W |  |  |  | B-Braun | [6 empty] | 47250 | power cord - 1no, IV Stand Clam -1no, Battery - 1no. | 394160000192 | 2016-02-05 | INP | MICU | 5 years
290 | MIU | Infusion Pump | x | Infusomat (P) | 111188 | 2016-05-06 | W |  |  |  | B-Braun | [6 empty] | 47250 | power cord - 1no, IV Stand Clam -1no, Battery - 1no. | 394160000192 | 2016-02-05 | INP | MICU | 5 years
291 | MIU | Infusion Pump | x | Infusomat (P) | 111623 | 2016-05-06 | W |  |  |  | B-Braun | [6 empty] | 47250 | power cord - 1no, IV Stand Clam -1no, Battery - 1no. | 394160000192 | 2016-02-05 | INP | MICU | 5 years
292 | MIU | SCD Machine | x | Kendal | SN1501846 | 2016-04-15 | W |  |  |  | Covidien | [6 empty] | 94500 | Patient tubings - 2no, power cord - 1no | 394160000337 | 2016-03-31 | SCD | MICU | 2 years
293 | MIU | Patient Warmer | x | Warmtouch | SP15110204 | 2016-05-13 | W |  |  |  | Covidien | [6 empty] | 70000 | power cord - 1no, blanket (adult and pediatric)-2 nos | 394160000325 | 2016-03-30 | PTW | MICU | 2 years
294 | MIU | Blood Warmer | x | ET-TF-II | 110302256 | 2016-05-06 | W |  |  |  | Technocare | [6 empty] | 47250 | power cord-1 | 394160000339 | 31/3/2016 | BLW | MICU | 2 years
295 | MIU | Bipap Machine | x | IN 1161X | C14269871EBFD | 22-8-2016 |  |  |  |  | Philips Respironics | [6 empty] | 99750 | power cord - 1, Mask with Tubing set -1 |  |  | BIP | MICU | 2 years
296 | CTH | CATH LAB | x | FD10 | 507 | 2016-02-29 | W |  |  |  | Philips | [6 empty] | 2,58,00,000 | Exam Light, Stent Boost complete, Rotational Scan, Monitor Celing, Flex cardio,DCX Work Station, Lead Glass, Lead Aprons, Thyroid Shield, Printer. | 394160000036 | 2015-09-16 | CTH | Cath Lab | 1 year
297 | CTH | Syringe Pump | x | Compact (P) |  | 2016-05-06 | W |  |  |  | B-Braun | [6 empty] | 29505 | power cord - 1no, IV Stand Clam -1no, Battery - 1no. | 394160000192 | 2016-02-06 | SYP | Cath Lab | 5 years
298 | CTH | Syringe Pump - 5 | x | Compact (P) | 226654 | 2016-05-06 | W |  |  |  | B-Braun | [6 empty] | 29505 | power cord - 1no, IV Stand Clam -1no, Battery - 1no. | 394160000192 | 2016-02-06 | SYP | Cath Lab | 5 years
299 | CTH | Syringe Pump - 1 | x | Compact (P) | 225524 | 2016-05-06 | W |  |  |  | B-Braun | [6 empty] | 29505 | power cord - 1no, IV Stand Clam -1no, Battery - 1no. | 394160000192 | 2016-02-06 | SYP | Cath Lab | 5 years
300 | CTH | Syringe Pump - 1 | x | Compact (P) | 225535 | 2016-05-06 | W |  |  |  | B-Braun | [6 empty] | 29505 | power cord - 1no, IV Stand Clam -1no, Battery - 1no. | 394160000192 | 2016-02-06 | SYP | Cath Lab | 5 years
301 | CTH | Infusion Pump | x | Infusomat (P) | 111214 | 2016-05-06 | W |  |  |  | B-Braun | [6 empty] | 47250 | power cord - 1no, IV Stand Clam -1no, Battery - 1no. | 394160000192 | 2016-02-05 | INP | Cath Lab | 5 years
302 | CTH | Infusion Pump | x | Infusomat (P) | 111232 | 2016-05-06 | W |  |  |  | B-Braun | [6 empty] | 47250 | power cord - 1no, IV Stand Clam -1no, Battery - 1no. | 394160000192 | 2016-02-05 | INP | Cath Lab | 5 years
303 | CTH | Infusion Pump | x | Infusomat (P) | 111628 | 2016-05-06 | W |  |  |  | B-Braun | [6 empty] | 47250 | power cord - 1no, IV Stand Clam -1no, Battery - 1no. | 394160000192 | 2016-02-05 | INP | Cath Lab | 5 years
304 | CTH | Pace Maker | x | 5391 | 1520020 | 2016-05-30 | W |  |  |  | Medtronic | [6 empty] | 271428.57 | power cord - 1no, IV Stand Clam -1no, Battery - 1no. | 394170000018 | 2016-04-04 | PCM | Cath Lab | 1 year
305 | CTH | Pace Maker | x | 5391 | 1520022 | 2016-05-30 | W |  |  |  | Medtronic | [6 empty] | 271428.57 | power cord - 1no, IV Stand Clam -1no, Battery - 1no. | 394170000018 | 2016-04-04 | PCM | Cath Lab | 1 year
306 | CTH | Pressure Injector | x | Angiomat | C1215C509R | 2016-05-09 | W |  |  |  | Alphamed | [6 empty] | 1100000 | Power Cord -1No. | 394160000043 | 2015-09-19 | PRI | Cath Lab | 1 year
307 | CTH | Anesthesia | x | CS30 | MF16015031 | 2016-05-21 | W |  |  |  | GE | [6 empty] | 449135 | Power Cord -1No. | 394160000127 | 2015-12-12 | ANW | Cath Lab | 1 year
308 | CTH | Monitor | x | G30 | CN44002344 | 2016-05-16 | W |  |  |  | Goldway | [6 empty] | 60117 | ECG Cable - 1no, Spo2 probe - 1no, Nibp Cuff with cable - 1no. | 394160000110 | 2015-12-02 | MON | Cath Lab | 1 year
309 | CTH | Defibrillator | x | DFM100 | CN32605112 | 2016-05-16 | W |  |  |  | Philips | [6 empty] | 184974 | EXternal Paddels -1no, ECG Cable -1no, power cord -1no, Battery -1no | 394160000110 | 2015-02-12 | DFB | Cath Lab | 1 year
310 | CTH | Cautery Machine | x | Force FX8CS | S5B 16917AX | 2016-05-13 | W |  |  |  | Covidien | [6 empty] | 405000 | Disposable pencil, foot switch, patient plate & cable, bipolar forceps | 394160000326 | 30/3/2016 | CAU | Cath Lab | 2 years
311 | CTH | ACT Machine | x | ACT PLUS | ACT2005424 | 2016-04-30 | W |  |  |  | Medtronic | [6 empty] | 230692.3 | Power Cord -1No. | 394170000026 | 2016-04-06 | ACT | Cath Lab | 1 year
312 | CTH | IABP Machine | x | CS300 | SI222447K5 | 2016-04-27 | W |  |  |  | Maquet | [6 empty] | 22,00,000 | ECG Cable-1,Helium Cylinder-3,Pressure cable-1,Jack cable-1 & power cord - 1no | 394160000180 | 2016-01-28 | IBP | Cath Lab | 3 years
313 | PCH | Monitor | x | G30 | CN44002342 | 2016-05-16 | W |  |  |  | Goldway | [6 empty] | 60117 | ECG Cable - 1no, Spo2 probe - 1no, Nibp Cuff with cable - 1no. | 394160000110 | 2015-12-02 | MON | Post cath | 1 year
314 | PCH | Monitor | x | G30 | CN44002346 | 2016-05-16 | W |  |  |  | Goldway | [6 empty] | 60117 | ECG Cable - 1no, Spo2 probe - 1no, Nibp Cuff with cable - 1no. | 394160000110 | 2015-12-02 | MON | Post cath | 1 year
315 | PCH | Monitor | x | G30 | CN44002318 | 2016-05-16 | W |  |  |  | Goldway | [6 empty] | 60117 | ECG Cable - 1no, Spo2 probe - 1no, Nibp Cuff with cable - 1no. | 394160000110 | 2015-12-02 | MON | Post cath | 1 year
316 | PCH | Monitor | x | G30 | CN44002347 | 2016-05-16 | W |  |  |  | Goldway | [6 empty] | 60117 | ECG Cable - 1no, Spo2 probe - 1no, Nibp Cuff with cable - 1no. | 394160000110 | 2015-12-02 | MON | Post cath | 1 year
317 | PCH | Monitor | x | G30 | CN44002330 | 2016-05-16 | W |  |  |  | Goldway | [6 empty] | 60117 | ECG Cable - 1no, Spo2 probe - 1no, Nibp Cuff with cable - 1no. | 394160000110 | 2015-12-02 | MON | Post cath | 1 year
318 | PCH | Monitor | x | G30 | CN44002330 | 2016-05-16 | W |  |  |  | Goldway | [6 empty] | 60117 | ECG Cable - 1no, Spo2 probe - 1no, Nibp Cuff with cable - 1no. | 394160000110 | 2015-12-02 | MON | Post cath | 1 year
319 | PCH | Monitor | x | MX430 | DE54800783 | 2016-05-16 | W |  |  |  | Philips | [6 empty] | 143355 | Basic module - 1no, ECG Cable - 1no, Spo2 Probe - 1no, Nibp Cuff with hose - 1no. | 394160000110 | 2015-12-02 | MON | Post cath | 1 year
320 | PCH | ventilator | x | Servo's | 35962 | 2016-05-17 | W |  |  |  | Maquet | [6 empty] | 700000 | Power cord - 1no, IV Stand Clam -1no, Battery - 2no, expiratory cassettes-1 no. | 394160000058 | 2015-10-01 | VEN | Post cath | 2 years
321 | PCH | ECG Machine | x | TC20 | CN21608745 | 2016-05-16 | W |  |  |  | Philips | [6 empty] | 115609 | ECG Cable (10 leads) -1no, Clamps -4no, Bulbs -6no, power cord -1no, Battery -1no | 394160000110 | 2015-12-02 | ECG | Post cath | 1 year
322 | PCH | Syringe Pump - 1 | x | Compact (P) | 225640 | 2016-06-05 | W |  |  |  | B-Braun | [6 empty] | 29505 | power cord - 1no, IV Stand Clam -1no, Battery - 1no. | 394160000192 | 2016-02-06 | SYP | Post cath | 5 years
323 | PCH | Syringe Pump - 1 | x | Compact (P) | 225635 | 2016-06-05 | W |  |  |  | B-Braun | [6 empty] | 29505 | power cord - 1no, IV Stand Clam -1no, Battery - 1no. | 394160000192 | 2016-02-06 | SYP | Post cath | 5 years
324 | PCH | Syringe Pump - 1 | x | Compact (P) | 225654 | 2016-06-05 | W |  |  |  | B-Braun | [6 empty] | 29505 | power cord - 1no, IV Stand Clam -1no, Battery - 1no. | 394160000192 | 2016-02-06 | SYP | Post cath | 5 years
325 | PCH | Syringe Pump - 1 | x | Compact (P) | 225527 | 2016-06-05 | W |  |  |  | B-Braun | [6 empty] | 29505 | power cord - 1no, IV Stand Clam -1no, Battery - 1no. | 394160000192 | 2016-02-06 | SYP | Post cath | 5 years
326 | PCH | Syringe Pump - 1 | x | Compact (P) | 225649 | 2016-06-05 | W |  |  |  | B-Braun | [6 empty] | 29505 | power cord - 1no, IV Stand Clam -1no, Battery - 1no. | 394160000192 | 2016-02-06 | SYP | Post cath | 5 years
327 | PCH | Syringe Pump - 3 | x | Compact (P) | 225542 | 2016-06-05 | W |  |  |  | B-Braun | [6 empty] | 29505 | power cord - 1no, IV Stand Clam -1no, Battery - 1no. | 394160000192 | 2016-02-06 | SYP | Post cath | 5 years
328 | PCH | Defibrillator | x | DFM100 | CN32605107 | 2016-05-16 | W |  |  |  | Philips | [6 empty] | 184974 | EXternal Paddels -1no, ECG Cable -1no, power cord -1no, Battery -1no | 394160000110 | 2015-02-12 | DFB | Post cath | 1 year
329 | PCH | Blood Warmer | x | ET-TF-II | SP15110208 | 2016-05-06 | W |  |  |  | Technocare | [6 empty] | 47250 | Power Cord -1No. | 394160000339 | 31/3/2016 | BLW | Post cath | 2 years
330 | PCH | Infusion Pump | x | Infusomat (P) | 111589 | 2016-05-06 | W |  |  |  | B-Braun | [6 empty] | 47250 | power cord - 1no, IV Stand Clam -1no, Battery - 1no. | 394160000192 | 2016-02-05 | INP | Post cath | 5 years
331 | PCH | Infusion Pump | x | Infusomat (P) |  | 2016-05-06 | W |  |  |  | B-Braun | [6 empty] | 47250 | power cord - 1no, IV Stand Clam -1no, Battery - 1no. | 394160000192 | 2016-02-05 | INP | Post cath | 5 years
332 | PCH | Bipap Machine | x | IN 1161X | C142700569817 | 2016-08-22 |  |  |  |  | Philips | [6 empty] | 99750 | power cord - 1, Mask with Tubing set -1 |  |  | BIP | Post cath | 2 years
333 | MSD | Syringe Pump - 6 | x | Compact (P) | 225695 | 2016-06-05 | W |  |  |  | B-Braun | [6 empty] | 29505 | power cord - 1no, IV Stand Clam -1no, Battery - 1no. | 394160000192 | 2016-02-06 | SYP | Medical step Down | 5 years
334 | MSD | Syringe Pump - 5 | x | Compact (P) | 222320 | 2016-06-05 | W |  |  |  | B-Braun | [6 empty] | 29505 | power cord - 1no, IV Stand Clam -1no, Battery - 1no. | 394160000192 | 2016-02-06 | SYP | Medical step Down | 5 years
335 | MSD | Syringe Pump - 6 | x | Compact (P) | 225696 | 2016-06-05 | W |  |  |  | B-Braun | [6 empty] | 29505 | power cord - 1no, IV Stand Clam -1no, Battery - 1no. | 394160000192 | 2016-02-06 | SYP | Medical step Down | 5 years
336 | MSD | Syringe Pump - 4 | x | Compact (P) | 225481 | 2016-06-05 | W |  |  |  | B-Braun | [6 empty] | 29505 | power cord - 1no, IV Stand Clam -1no, Battery - 1no. | 394160000192 | 2016-02-06 | SYP | Medical step Down | 5 years
337 | MSD | Syringe Pump - 6 | x | Compact (P) | 225674 | 2016-06-05 | W |  |  |  | B-Braun | [6 empty] | 29505 | power cord - 1no, IV Stand Clam -1no, Battery - 1no. | 394160000192 | 2016-02-06 | SYP | Medical step Down | 5 years
338 | MSD | Syringe Pump - 6 | x | Compact (P) | 225688 | 2016-06-05 | W |  |  |  | B-Braun | [6 empty] | 29505 | power cord - 1no, IV Stand Clam -1no, Battery - 1no. | 394160000192 | 2016-02-06 | SYP | Medical step Down | 5 years
339 | MSD | Syringe Pump - 4 | x | Compact (P) | 225492 | 2016-06-05 | W |  |  |  | B-Braun | [6 empty] | 29505 | power cord - 1no, IV Stand Clam -1no, Battery - 1no. | 394160000192 | 2016-02-06 | SYP | Medical step Down | 5 years
340 | MSD | Syringe Pump - 6 | x | Compact (P) | 225678 | 2016-06-05 | W |  |  |  | B-Braun | [6 empty] | 29505 | power cord - 1no, IV Stand Clam -1no, Battery - 1no. | 394160000192 | 2016-02-06 | SYP | Medical step Down | 5 years
341 | MSD | Syringe Pump - 3 | x | Compact (P) | 225549 | 2016-06-05 | W |  |  |  | B-Braun | [6 empty] | 29505 | power cord - 1no, IV Stand Clam -1no, Battery - 1no. | 394160000192 | 2016-02-06 | SYP | Medical step Down | 5 years
342 | MSD | Syringe Pump - 1 | x | Compact (P) | 225537 | 2016-06-05 | W |  |  |  | B-Braun | [6 empty] | 29505 | power cord - 1no, IV Stand Clam -1no, Battery - 1no. | 394160000192 | 2016-02-06 | SYP | Medical step Down | 5 years
343 | MSD | Infusion Pump | x | Infusomat (P) | 111589 | 2016-05-06 | W |  |  |  | B-Braun | [6 empty] | 47250 | power cord - 1no, IV Stand Clam -1no, Battery - 1no. | 394160000192 | 2016-02-05 | INP | Medical step Down | 5 years
344 | MSD | Infusion Pump | x | Infusomat (P) | 111603 | 2016-05-06 | W |  |  |  | B-Braun | [6 empty] | 47250 | power cord - 1no, IV Stand Clam -1no, Battery - 1no. | 394160000192 | 2016-02-05 | INP | Medical step Down | 5 years
345 | MSD | Infusion Pump | x | Infusomat (P) | 103538 | 2016-05-06 | W |  |  |  | B-Braun | [6 empty] | 47250 | power cord - 1no, IV Stand Clam -1no, Battery - 1no. | 394160000192 | 2016-02-05 | INP | Medical step Down | 5 years
346 | MSD | Infusion Pump | x | Infusomat (P) | 111614 | 2016-05-06 | W |  |  |  | B-Braun | [6 empty] | 47250 | power cord - 1no, IV Stand Clam -1no, Battery - 1no. | 394160000192 | 2016-02-05 | INP | Medical step Down | 5 years
347 | MSD | Infusion Pump | x | Infusomat (P) | 111615 | 2016-05-06 | W |  |  |  | B-Braun | [6 empty] | 47250 | power cord - 1no, IV Stand Clam -1no, Battery - 1no. | 394160000192 | 2016-02-05 | INP | Medical step Down | 5 years
348 | MSD | ECG Machine | x | TC20 | CN21608750 | 2016-05-16 | W |  |  |  | Philips | [6 empty] | 115609 | ECG Cable (10 leads) -1no, Clamps -4no, Bulbs -6no, power cord -1no, Battery -1no | 394160000110 | 2015-12-02 | ECG | Medical step Down | 1 year
349 | MSD | Monitor | x | G30 | CN44002317 | 2016-05-16 | W |  |  |  | Goldway | [6 empty] | 60117 | ECG Cable - 1no, Spo2 probe - 1no, Nibp Cuff with cable - 1no. | 394160000110 | 2015-12-02 | MON | Medical step Down | 1 year
350 | MSD | Monitor | x | G30 | CN44002340 | 2016-05-16 | W |  |  |  | Goldway | [6 empty] | 60117 | ECG Cable - 1no, Spo2 probe - 1no, Nibp Cuff with cable - 1no. | 394160000110 | 2015-12-02 | MON | Medical step Down | 1 year
351 | MSD | Monitor | x | G30 | CN44002326 | 2016-05-16 | W |  |  |  | Goldway | [6 empty] | 60117 | ECG Cable - 1no, Spo2 probe - 1no, Nibp Cuff with cable - 1no. | 394160000110 | 2015-12-02 | MON | Medical step Down | 1 year
352 | MSD | Defibrillator | x | DFM100 | CN32605018 | 2016-05-16 | W |  |  |  | Philips | [6 empty] | 159078 | EXternal Paddels -1no, ECG Cable -1no, power cord -1no, Battery -1no | 394160000110 | 2015-02-12 | DFB | Medical step Down | 1 year
353 | MSD | Defibrillator | x | DFM100 | CN32605012 | 2016-05-16 | W |  |  |  | Philips | [6 empty] | 184974 | EXternal Paddels -1no, ECG Cable -1no, power cord -1no, Battery -1no | 394160000110 | 2015-02-12 | DFB | Medical step Down | 1 year
354 | SSD | Infusion Pump | x | Infusomat (P) | 111217 | 2016-05-06 | W |  |  |  | B-Braun | [6 empty] | 47250 | power cord - 1no, IV Stand Clam -1no, Battery - 1no. | 394160000192 | 2016-02-05 | INP | Surgical Step Down | 5 years
355 | SSD | Infusion Pump | x | Infusomat (P) | 111618 | 2016-05-06 | W |  |  |  | B-Braun | [6 empty] | 47250 | power cord - 1no, IV Stand Clam -1no, Battery - 1no. | 394160000192 | 2016-02-05 | INP | Surgical Step Down | 5 years
356 | SSD | Infusion Pump | x | Infusomat (P) | 111594 | 2016-05-06 | W |  |  |  | B-Braun | [6 empty] | 47250 | power cord - 1no, IV Stand Clam -1no, Battery - 1no. | 394160000192 | 2016-02-05 | INP | Surgical Step Down | 5 years
357 | SSD | Syringe Pump - 6 | x | Compact (P) | 225682 | 2016-05-06 | W |  |  |  | B-Braun | [6 empty] | 29505 | power cord - 1no, IV Stand Clam -1no, Battery - 1no. | 394160000192 | 2016-02-06 | SYP | Surgical Step Down | 5 years
358 | SSD | Syringe Pump - 7 | x | Compact (P) | 225677 | 2016-05-06 | W |  |  |  | B-Braun | [6 empty] | 29505 | power cord - 1no, IV Stand Clam -1no, Battery - 1no. | 394160000192 | 2016-02-06 | SYP | Surgical Step Down | 5 years
359 | SSD | Syringe Pump - 4 | x | Compact (P) | 225480 | 2016-05-06 | W |  |  |  | B-Braun | [6 empty] | 29505 | power cord - 1no, IV Stand Clam -1no, Battery - 1no. | 394160000192 | 2016-02-06 | SYP | Surgical Step Down | 5 years
360 | SSD | Syringe Pump - 4 | x | Compact (P) | 225487 | 2016-05-06 | W |  |  |  | B-Braun | [6 empty] | 29505 | power cord - 1no, IV Stand Clam -1no, Battery - 1no. | 394160000192 | 2016-02-06 | SYP | Surgical Step Down | 5 years
361 | SSD | Syringe Pump - 6 | x | Compact (P) | 225689 | 2016-05-06 | W |  |  |  | B-Braun | [6 empty] | 29505 | power cord - 1no, IV Stand Clam -1no, Battery - 1no. | 394160000192 | 2016-02-06 | SYP | Surgical Step Down | 5 years
362 | SSD | Blood Warmer | x | ET-TF-II |  | 2016-05-06 | W |  |  |  | Technocare | [6 empty] | 47250 | Power Cord -1No. | 394160000339 | 31/3/2016 | BLW | Surgical Step Down | 2 years
363 | SSD | Defibrillator | x | DFM100 | CN32605010 | 2016-05-16 | W |  |  |  | Philips | [6 empty] | 159078 | EXternal Paddels -1no, ECG Cable -1no, AED Cable -1no, power cord -1no, Battery -1no | 394160000110 | 2015-02-12 | DFB | Surgical Step Down | 1 year
364 | DIA | Dialysis machine | x | DIAMAX | 14J9352E | 2016-04-05 | W |  |  |  | Nipro | [6 empty] | 520000 | power cord - 1no, IV Stand Clam -1no With NiBP Module (Cuff & Tubing)-1no | 394160000333 | 31/3/2016 | DIM | Dialysis | 5 years
365 | DIA | Dialysis machine | x | DIAMAX | 12C6875E | 2016-04-05 | W |  |  |  | Nipro | [6 empty] | 520000 | power cord - 1no, IV Stand Clam -1no With NiBP Module (Cuff & Tubing)-1no | 394160000333 | 31/3/2016 | DIM | Dialysis | 5 years
366 | DIA | Dialysis machine | x | DIAMAX | 12C6914E | 2016-04-05 | W |  |  |  | Nipro | [6 empty] | 520000 | power cord - 1no, IV Stand Clam -1no With NiBP Module (Cuff & Tubing)-1no | 394160000333 | 31/3/2016 | DIM | Dialysis | 5 years
367 | DIA | CRRT | x | Prismaflex | PA16083 | 2016-10-05 | W |  |  |  | Baxter | [6 empty] | 787500 | Battery and power cord - 1No | 394160000331 | 31/3/2016 | CRT | Dialysis | 3 years
368 | DIA | Defibrillator | x | DFM100 | CN32605098 | 2016-05-16 | W |  |  |  | Philips | [6 empty] | 184974 | EXternal Paddels -1no, ECG Cable -1no, power cord -1no, Battery -1no | 394160000110 | 2015-02-12 | DFB | Dialysis | 1 year
369 | DIA | Monitor | x | G30 | CN44002324 | 2016-05-16 | W |  |  |  | Goldway | [6 empty] | 60117 | ECG Cable - 1no, Spo2 probe - 1no, Nibp Cuff with cable - 1no. | 394160000110 | 2015-12-02 | MON | Dialysis | 1 year
370 | DIA | Monitor | x | G30 | CN44002345 | 2016-05-16 | W |  |  |  | Goldway | [6 empty] | 60117 | ECG Cable - 1no, Spo2 probe - 1no, Nibp Cuff with cable - 1no. | 394160000110 | 2015-12-02 | MON | Dialysis | 1 year
371 | 6AB | Syringe Pump - 6 | x | Compact (P) | 225699 | 2016-06-05 | W |  |  |  | B-Braun | [6 empty] | 29505 | power cord - 1no, IV Stand Clam -1no, Battery - 1no. | 394160000192 | 2016-02-06 | SYP | 6th A block | 5 years
372 | 6AB | Infusion Pump | x | Infusomat (P) | 111226 | 2016-05-06 | W |  |  |  | B-Braun | [6 empty] | 47250 | power cord - 1no, IV Stand Clam -1no, Battery - 1no. | 394160000192 | 2016-02-05 | INP | 6th A block | 5 years
373 | 6AB | Defibrillator | x | DFM100 | CN32605016 | 2016-05-16 | W |  |  |  | Philips | [6 empty] | 184974 | EXternal Paddels -1no, ECG Cable -1no, power cord -1no, Battery -1no | 394160000110 | 2015-02-12 | DFB | 6th A block | 1 year
374 | 6BB | Defibrillator | x | DFM100 | CN32605022 | 2016-05-16 | W |  |  |  | Philips | [6 empty] | 184974 | EXternal Paddels -1no, ECG Cable -1no, power cord -1no, Battery -1no | 394160000110 | 2015-02-12 | DFB | 6th B block | 1 year
375 | 6BB | Syringe Pump - 4 | x | Compact (P) | 225491 | 2016-06-05 | W |  |  |  | B-Braun | [6 empty] | 29505 | power cord - 1no, IV Stand Clam -1no, Battery - 1no. | 394160000192 | 2016-02-06 | SYP | 6th B block | 5 years
376 | 6BB | Infusion Pump | x | Infusomat (P) | 111224 | 2016-05-06 | W |  |  |  | B-Braun | [6 empty] | 47250 | power cord - 1no, IV Stand Clam -1no, Battery - 1no. | 394160000192 | 2016-02-05 | INP | 6th B block | 5 years
377 | 7AB | Syringe Pump | x | Compact (P) |  | 2016-06-05 | W |  |  |  | B-Braun | [6 empty] | 29505 | power cord - 1no, IV Stand Clam -1no, Battery - 1no. | 394160000192 | 2016-02-06 | SYP | 7th A block | 5 years
378 | 7AB | Defibrillator | x | DFM100 |  | 2016-05-16 | W |  |  |  | Philips | [6 empty] | 184974 | EXternal Paddels -1no, ECG Cable -1no, power cord -1no, Battery -1no | 394160000110 | 2015-02-12 | DFB | 7th A block | 1 year
379 | 7AB | Infusion Pump | x | Infusomat (P) |  | 2016-05-06 | W |  |  |  | B-Braun | [6 empty] | 47250 | power cord - 1no, IV Stand Clam -1no, Battery - 1no. | 394160000192 | 2016-02-05 | INP | 7th A block | 5 years
380 | 7BB | Defibrillator | x | DFM100 |  | 2016-05-16 | W |  |  |  | Philips | [6 empty] | 184974 | EXternal Paddels -1no, ECG Cable -1no, power cord -1no, Battery -1no | 394160000110 | 2015-02-12 | DFB | 7th B block | 1 year
381 | 7BB | Syringe Pump | x | Compact (P) |  | 2016-06-05 | W |  |  |  | B-Braun | [6 empty] | 29505 | power cord - 1no, IV Stand Clam -1no, Battery - 1no. | 394160000192 | 2016-02-06 | SYP | 7th B block | 5 years
382 | 7BB | Infusion Pump | x | Infusomat (P) |  | 2016-05-06 | W |  |  |  | B-Braun | [6 empty] | 47250 | power cord - 1no, IV Stand Clam -1no, Battery - 1no. | 394160000192 | 2016-02-05 | INP | 7th B block | 5 years
383 | 7BB | Biosafety cabinet | x | WBSC 30B2SS |  | 2016-09-28 | W |  |  |  | Whitenair Technologies | [6 empty] | 1,89,380 | power cord-1 | 394170002865 | 30/8/2016 | BSC | 7th B block | 1 year
384 | 7BB | Audiometry | x | Audiostar pro | GS0061400 | 2016-08-19 | W |  |  |  | GSI | [6 empty] | 800000.25 | Audiostar pro syste, wireless keyboard, headphone assembly, microphone with headphone, insert phone kit, microphone, talk back mike,bone vibrator, event marker, speaker cables, high frequency head phones, extended speakers | 394170001617 | 2016-08-08 | AUD | 7th B block | 1 year
385 | 7BB | Impendence Metry | x | Tympstar pro | GS0062969 | 2016-08-19 | W |  |  |  | GSI | [6 empty] | 800000.25 | Tympanometer pro system, wireless keyboard, probe assembly, probe tip replacement kit, probe host, gsi pendrive, tympstar pro, probe floss kit neutral, shoulder mount, probe wrist mount, test cavity tympstar single use ear tips, insert phone, usb cables, usb extension, power cord | 394170001617 | 2016-08-08 | IMP | 7th B block | 1 year
386 | 9AB | Infusion Pump | x | Infusomat (P) | 111219 | 2016-05-06 | W |  |  |  | B-Braun | [6 empty] | 47250 | power cord - 1no, IV Stand Clam -1no, Battery - 1no. | 394160000192 | 2016-02-05 | INP | 9th A block | 5 years
387 | 9AB | Syringe Pump | x | Compact (P) | 225758 | 2016-06-05 | W |  |  |  | B-Braun | [6 empty] | 29505 | power cord - 1no, IV Stand Clam -1no, Battery - 1no. | 394160000192 | 2016-02-06 | SYP | 9th A block | 5 years
388 | 9BB | Infusion Pump | x | Infusomat (P) | 111574 | 2016-05-06 | W |  |  |  | B-Braun | [6 empty] | 47250 | power cord - 1no, IV Stand Clam -1no, Battery - 1no. | 394160000192 | 2016-02-05 | INP | 9th B block | 5 years
389 | 9BB | Syringe Pump | x | Compact (P) | 225758 | 2016-06-05 | W |  |  |  | B-Braun | [6 empty] | 29505 | power cord - 1no, IV Stand Clam -1no, Battery - 1no. | 394160000192 | 2016-02-06 | SYP | 9th B block | 5 years
390 | LBR | Monitor | x | G30 | CN44002322 | 2016-05-16 | W |  |  |  | Goldway | [6 empty] | 60117 | ECG Cable - 1no, Spo2 probe - 1no, Nibp Cuff with cable - 1no. | 394160000110 | 2015-12-02 | MON | Labour room | 1 year
391 | LBR | Syringe Pump - 6 | x | Compact (P) | 225758 | 2016-06-05 | W |  |  |  | B-Braun | [6 empty] | 29505 | power cord - 1no, IV Stand Clam -1no, Battery - 1no. | 394160000192 | 2016-02-06 | SYP | Labour room | 5 years
392 | LBR | Infusion Pump | x | Infusomat (P) | 111231 | 2016-05-06 | W |  |  |  | B-Braun | [6 empty] | 47250 | power cord - 1no, IV Stand Clam -1no, Battery - 1no. | 394160000192 | 2016-02-05 | INP | Labour room | 5 years
393 | LBR | Defibrillator | x | DFM100 | CN32605019 | 2016-05-16 | W |  |  |  | Philips | [6 empty] | 159078 | EXternal Paddels -1no, ECG Cable -1no, power cord -1no, Battery -1no | 394160000110 | 2015-02-12 | DFB | Labour room | 1 year
394 | LBR | Cryo Gun | x | 004B | NA | 2016-05-20 | W |  |  |  | Basco | [6 empty] | 21000 | 2 Probes, cylinder regulator with key-1no | 394170000546 | 13/5/2016 | CRG | Labour room | 1 year
395 | LBR | Colposcope | x | Inttelio | 209AAEV0013 | 2016-05-20 | W |  |  |  | Borze | [6 empty] | 290000 | Power cord-1no, USB cable-1no, foot switch-1no, remote control-1no, dustproof cover-1no | 394170000619 | 20/5/2016 | COL | Labour room | 3 years
396 | LBR | Vaccum Extractor | x | MVDS02 | MD150883 | 2016-05-17 | W |  |  |  | Medisil | [6 empty] | 110000 | Power Cord -1No. | 394170000545 | 2016-12-05 | VAE | Labour room | 2 years
397 | LBR | Foetal Monitor | x | FM30 | DE45825586 | 2016-05-16 | W |  |  |  | Philips | [6 empty] | 231219 | Power Cord-1No., Nibp -1no., Spo2 -1No. | 394160000110 | 2015-02-12 | FEM | Labour room | 1 year
398 | LBR | Foetal Doppler | x | FD 9713 | DQTB6E21257 | 2016-04-04 | W |  |  |  | BPL | [6 empty] | 8000 | Power Cord -1No. | 394170000015 | 2016-04-04 | FED | Labour room | 1 year
399 | LBR | Foetal Doppler | x | FD 9713 | DQTB5117014 | 2016-04-04 | W |  |  |  | BPL | [6 empty] | 8000 | Power Cord -1No. | 394170000015 | 2016-04-04 | FED | Labour room | 1 year
400 | LBR | Warmer | x | NWC 100 | 3326 | 2016-05-20 | W |  |  |  | Phoenix Medical Systems | [6 empty] | 81408 | Power Cord -1No., Temp. Probe -1No. | 394170000527 | 2016-12-05 | INW | Labour room | 1 year
401 | LBR | Warmer | x | NWC 100 | 3176 | 2016-05-20 | W |  |  |  | Phoenix Medical Systems | [6 empty] | 81408 | Power Cord -1No., Temp. Probe -1No. | 394170000527 | 2016-12-05 | INW | Labour room | 1 year
402 | NNU | Warmer | x | NWC 100 | 3325 | 2016-05-20 | W |  |  |  | Phoenix Medical Systems | [6 empty] | 81408 | Power Cord -1No., Temp. Probe -1No. | 394170000527 | 2016-12-05 | INW | NNICU | 1 year
403 | NNU | Photo therapy double | x | Brilliance pro | 1301 | 2016-01-08 | W |  |  |  | Phoenix Medical Systems | [6 empty] | 61600 | Power Cord -1No. | 394170000878 | 2016-04-06 | PTD | NNICU | 1 year
404 | NNU | Photo therapy single | x | Brilliance pro | 1841 | 2016-05-20 | W |  |  |  | Phoenix Medical Systems | [6 empty] | 38160 | Power Cord -1No. | 394170000878 | 2016-04-06 | PTS | NNICU | 1 year
405 | NNU | CPAP | x | NCPAP300 | 1235 | 2016-06-14 | W |  |  |  | Phoenix Medical Systems | [6 empty] | 230000 | Power cord - 1No., Temp. probe-1No., Heat Probe-1No. | 394170000878 | 2016-04-06 | CPP | NNICU | 1 year
406 | NNU | Baby Bassinet | x | BAS101 | NA | 2016-06-14 | W |  |  |  | Phoenix Medical Systems | [6 empty] | 21200 |  | 394170000878 | 2016-04-06 | BBT | NNICU | 1 year
407 | NNU | Syringe Pump | x | Injectomat Agilia | 23047693 | 2016-11-11 | W |  |  |  | Fresenius Kabi | [6 empty] | 30450 | power cord - 1no, IV Stand Clam -1no. | 394170000872 | 2016-06-04 | SYP | NNICU | 3 years
408 | NNU | Syringe Pump | x | Injectomat Agilia | 23047694 | 2016-11-11 | W |  |  |  | Fresenius Kabi | [6 empty] | 30450 | power cord - 1no, IV Stand Clam -1no. | 394170000872 | 2016-06-04 | SYP | NNICU | 3 years
409 | NNU | Syringe Pump | x | Injectomat Agilia | 23047685 | 2016-11-11 | W |  |  |  | Fresenius Kabi | [6 empty] | 30450 | power cord - 1no, IV Stand Clam -1no. | 394170000872 | 2016-06-04 | SYP | NNICU | 3 years
410 | NNU | Syringe Pump | x | Injectomat Agilia | 23015915 | 2016-11-11 | W |  |  |  | Fresenius Kabi | [6 empty] | 30450 | power cord - 1no, IV Stand Clam -1no. | 394170000872 | 2016-06-04 | SYP | NNICU | 3 years
411 | NNU | Syringe Pump | x | Injectomat Agilia | 23015926 | 2016-11-11 | W |  |  |  | Fresenius Kabi | [6 empty] | 30450 | power cord - 1no, IV Stand Clam -1no. | 394170000872 | 2016-06-04 | SYP | NNICU | 3 years
412 | NNU | Syringe Pump | x | Injectomat Agilia | 23015923 | 2016-11-11 | W |  |  |  | Fresenius Kabi | [6 empty] | 30450 | power cord - 1no, IV Stand Clam -1no. | 394170000872 | 2016-06-04 | SYP | NNICU | 3 years
413 | LBC | Coagulometer | x | Pro | 15053005 | 2016-05-14 | W |  |  |  | Elite | [7 empty] | Power cord-1, Key Board-1,Mouse-1 | Rental |  | CDA | Laboratories(Biochem) | Rental
414 | LBC | Auto Analyzer | x | BX3010 | 72370312 | 2016-05-02 | W |  |  |  | Sysmex | [7 empty] | Power cord-1, Key Board-1,Mouse-1 | Rental |  | AAN | Laboratories(Biochem) | Rental
415 | LBC | Semi-auto Analyzer | x | AT-112 | 1602002 | 2016-04-22 | W |  |  |  | Accurex | [7 empty] | power cord-1 | Rental |  | SAA | Laboratories(Biochem) | 1 year
416 | LBC | Waterbath | x | RWB-6 | 151129842 | 2016-04-23 | W |  |  |  | REMI | [6 empty] | 23093.7 | Power Cord -1No. | 394160000242 | 2016-02-03 | WTB | Laboratories(Biochem) | 1 year
417 | LBC | Integrated System | x | DxC860i | 6840/810/901252 | 2016-04-20 | W |  |  |  | Beckman | [7 empty] | Power cord, Two systems, Water Plant. | Rental |  | IGS | Laboratories(Biochem) | Rental
418 | LBC | Harmonic Analyzer | x | E411 | 15B8-11 | 2016-04-17 | W |  |  |  | Cobas | [7 empty] | Power cord-1, Key Board-1,Mouse-1 | Rental |  | E41 | Laboratories(Biochem) | Rental
419 | LBC | ABG | x | ABL 800 | 754R2119N002 | 2016-04-17 | W |  |  |  | Radiometer | [7 empty] | Power Cord -1No. | Rental |  | ABG | Laboratories(Biochem) | Rental
420 | LBC | Centrifuge | x | R-8M | ZCCN/09/289 | 2016-04-23 | W |  |  |  | REMI | [6 empty] | 48195 | Power Cord -1No. | 394160000242 | 2016-02-03 | CEN | Laboratories(Biochem) | 1 year
421 | LBC | Centrifuge | x | R-8M | ZCCN/09/300 | 2016-04-23 | W |  |  |  | REMI | [6 empty] | 48195 | Power Cord -1No. | 394160000242 | 2016-02-03 | CEN | Laboratories(Biochem) | 1 year
422 | LBC | Centrifuge | x | R-8M | ZCCN-08671 | 2016-04-23 | W |  |  |  | REMI | [6 empty] | 48195 | Power Cord -1No. | 394160000242 | 2016-02-03 | CEN | Laboratories(Biochem) | 1 year
423 | LPY | Microscope | x | CX21i | 16J1353 | 2016-05-30 | W |  |  |  | Olympus | [6 empty] | 50400 | power cord-1 | 394170002622 | 22/8/2016 | MIS | Laboratories(Pathology) | 1 year
424 | LPY | Microscope | x | CX31 | 6B41738 | 2016-05-30 | W |  |  |  | Olympus | [6 empty] | 157500 | power cord-1 | 394170000024 | 2016-06-04 | MIS | Laboratories(Pathology) | 1 year
425 | LPY | Microscope | x | CX21i | 15M0474 | 2016-05-30 | W |  |  |  | Olympus | [6 empty] | 50400 | power cord-1 | 394170000024 | 2016-06-04 | MIS | Laboratories(Pathology) | 1 year
426 | LPY | Cell Counter | x | LH 750 | 6707184 - AY47057 | 2016-04-06 |  |  |  |  | Beckman | [7 empty] | Power Cord -1No. | Rental |  | BCC | Laboratories(Pathology)
427 | LPY | Cell Counter | x | XP-100 | B0240 | 2016-08-31 | W |  |  |  | Sysmex | [6 empty] | 350000 | Power Cord -1No. | 394170002476 | 2016-11-08 | BCC | Laboratories(Pathology) | 2 years
428 | LPY | Urine Analyzer | x | Clinitek status | ZCES14598 | 2016-05-30 |  |  |  |  | Siemens | [7 empty] | power cord-1 | Rental |  | URA | Laboratories(Pathology)
429 | LPY | Centrifuge | x | R-8M | ZCCN/09/293 | 2016-04-23 | W |  |  |  | REMI | [6 empty] | 48195 | Power Cord -1No. | 394160000242 | 2016-02-03 | CEN | Laboratories(Pathology) | 1 year
430 | LPY | Centrifuge | x | R-8M |  | 2016-04-23 | W |  |  |  | REMI | [6 empty] | 48195 | Power Cord -1No. | 394160000242 | 2016-02-03 | CEN | Laboratories(Pathology) | 1 year
431 | LPY | Cyto Centrifuge | x |  |  | 2016-04-23 | W | [10 empty] | 48195 | Power Cord -1No. | 394160000242 | 2016-02-03 | CYT | Laboratories(Pathology) | 1 year
432 | LPY | Cryostat | x |  |  |  | W |  |  |  | Leica | [7 empty] | Power Cord -1No. |  |  | CRY | Laboratories(Pathology) | 2 years
433 | LBM | BD | x | PHOENIX 100 | PX2730 | 2016-06-25 | W |  |  |  | BD | [7 empty] | Power Cord, PC, Printer |  |  | BD | Laboratories(Micro) | Rental
434 | LBM | BD | x | FX 40 | FF1193 & FF1235 | 2016-04-06 | W |  |  |  | BD | [7 empty] | Power cord |  |  | BD | Laboratories(Micro) | Rental
435 | LBM | BOD Incubator | x | C1-10 plus | 7CC1-07839 | 2016-04-23 | W |  |  |  | REMI | [6 empty] | 136552.5 | power cord-1 | 394160000242 | 2016-02-03 | BOD | Laboratories(Micro) | 1 year
436 | LBM | Shaker | x | RS-12R | 1CAC-01423 | 2016-04-23 | W |  |  |  | REMI | [6 empty] | 7363 | power cord-1 | 394160000242 | 2016-02-03 | SHK | Laboratories(Micro) | 1 year
437 | LBM | Microscope | x | CX21i | 15L0451 | 2016-05-30 | W |  |  |  | Olympus | [6 empty] | 50400 | power cord-1 | 394170000024 | 2016-06-04 | MIS | Laboratories(Micro) | 1 year
438 | LBM | Microscope | x | CX21i | 16J1361 | 2016-05-30 | W |  |  |  | Olympus | [6 empty] | 50400 | power cord-1 | 394170002622 | 22/8/2016 | MIS | Laboratories(Micro) | 1 year
439 | LBM | Biosafety cabinet | x | WBSC 40B2 SS4 | NA | 2016-05-30 | W |  |  |  | Whitenair | [6 empty] | 227640 | power cord-1 |  |  | BSC | Laboratories(Micro) | 1 year
440 | LBM | Laminar Airflow | x | WHL 4000GE | NA | 2016-05-30 | W |  |  |  | Whitenair | [6 empty] | 116340 | power cord-1 |  |  | LAF | Laboratories(Micro) | 1 year
441 | LBM | Hot Air Oven | x | RDHO 50 | 151140325 | 2016-04-23 | W |  |  |  | REMI | [6 empty] | 52211.25 | power cord-1 | 394160000242 | 2016-02-03 | HAO | Laboratories(Micro) | 1 year
442 | LBM | Incubator | x | RHI50 | 151141863 | 2016-04-23 | W |  |  |  | REMI | [6 empty] | 45182.55 | power cord-1 | 394160000242 | 2016-02-03 | INC | Laboratories(Micro) | 1 year
443 | LBM | Waterbath | x | RWB-6 | 151129848 | 2016-04-23 | W |  |  |  | REMI | [6 empty] | 23093.7 | power cord-1 | 394160000242 | 2016-02-03 | WTB | Laboratories(Micro) | 1 year
444 | LBM | Centrifuge | x | R-8M | ZCCN-09294 | 2016-04-23 | W |  |  |  | REMI | [6 empty] | 48195 | Power Cord -1No. | 394160000242 | 2016-02-03 | CEN | Laboratories(Micro) | 1 year
445 | LBM | Elisa Reader | x | LISASCAN-EM | 160343 | 2016-05-18 | W |  |  |  | Transasia | [6 empty] | 130000 | Power adapter-1No. | 394170002004 |  | ESR | Laboratories(Micro) | 2 years
446 | LBM | Elisa Washer | x | LISAWASH | 131216 | 2016-05-18 | W |  |  |  | Transasia | [6 empty] | 120000 | Power adapter-1No. | 394170002004 |  | ESW | Laboratories(Micro) | 2 years
447 | LBM | Centrifuge | x | R-8M | ZCCN-09291 | 2016-04-23 | W |  |  |  | REMI | [6 empty] | 48195 | Power Cord -1No. | 394160000242 | 2016-02-03 | CEN | Laboratories(Micro) | 1 year
448 | LBM | Vertical Sterilizer | x | NA |  | 2016-05-20 | W |  |  |  | Cistron | [6 empty] | 78750 | power cord-1 | 394160000094 | 2015-11-19 | VTS | Laboratories(Micro) | 1 year
449 | LBM | Deep Refrigerator (-40) | x | DF 40U (300L) | 1508447 | 2016-04-05 | W |  |  |  | Thermo penpol | [6 empty] | 2,80,000 | power cord-1 | 394160000220 | 24/02/2016 | DRF | Laboratories(Micro) | 7 years
450 | LBM | Deep Refrigerator (-80) | x | DF 80U (300L) | 1508455 | 2016-04-05 | W |  |  |  | Thermo penpol | [6 empty] | 4,00,000 | power cord-1 | 394160000220 | 24/02/2016 | DRF | Laboratories(Micro) | 7 years
451 | BLB | BB Refrigerator | x | BBR 600G | 201601483 | 2016-05-04 | W |  |  |  | Thermo penpol | [6 empty] | 25,00,000 | Power Cord -1No. | 394160000220 | 24/02/2016 | BBR | BLOOD BANK | 7 years
452 | BLB | BB Refrigerator | x | BBR 600G | 201601484 | 2016-05-04 | W |  |  |  | Thermo penpol | [6 empty] | 25,00,000 | power cord-1 | 394160000220 | 24/02/2016 | BBR | BLOOD BANK | 7 years
453 | BLB | Collection Monitor | x | D 601 | 2016022252 | 2016-05-04 | W |  |  |  | Thermo penpol | [6 empty] | 90000 | power cord-1 | 394160000220 | 24/02/2016 | BCM | BLOOD BANK | 7 years
454 | BLB | Collection Monitor | x | D 601 | 2016012208 | 2016-05-04 | W |  |  |  | Thermo penpol | [6 empty] | 90000 | power cord-1 | 394160000220 | 24/02/2016 | BCM | BLOOD BANK | 7 years
455 | BLB | Collection Monitor | x | D 601 | 2016022249 | 2016-05-04 | W |  |  |  | Thermo penpol | [6 empty] | 90000 | Power Cord -1No. | 394160000220 | 24/02/2016 | BCM | BLOOD BANK | 7 years
456 | BLB | Donor Couch | x | LC 300 | 201602073 | 2016-05-04 | W |  |  |  | Thermo penpol | [6 empty] | 120000 | power cord-1 | 394160000220 | 24/02/2016 | DNC | BLOOD BANK | 7 years
457 | BLB | Donor Couch | x | LC 300 | 201602074 | 2016-05-04 | W |  |  |  | Thermo penpol | [6 empty] | 120000 | power cord-1 | 394160000220 | 24/02/2016 | DNC | BLOOD BANK | 7 years
458 | BLB | Donor Couch | x | LC 300 | 201602075 | 2016-05-04 | W |  |  |  | Thermo penpol | [6 empty] | 120000 | power cord-1 | 394160000220 | 24/02/2016 | DNC | BLOOD BANK | 7 years
459 | BLB | Plasma Thawing Bath | x | PB 100 | 201601526 | 2016-05-04 | W |  |  |  | Thermo penpol | [6 empty] | 90000 | power cord-1 | 394160000220 | 24/02/2016 | PTB | BLOOD BANK | 7 years
460 | BLB | Tube sealer | x | XS 1010 | 2016013707 | 2016-05-04 | W |  |  |  | Thermo penpol | [6 empty] | 100000 | power cord-1 | 394160000220 | 24/02/2016 | TUS | BLOOD BANK | 7 years
461 | BLB | Compo Scale | x | CS300 | 15105672 (201601695) | 2016-05-04 | W |  |  |  | Thermo penpol | [6 empty] | 0 | power cord-1 | 394160000220 | 24/02/2016 | COS | BLOOD BANK | 7 years
462 | BLB | Intelligent Expressor | x | E 300 | 201601653 | 2016-05-04 | W |  |  |  | Thermo penpol | [7 empty] | power cord-1 | 394160000220 | 24/02/2016 | ITE | BLOOD BANK | 7 years
463 | BLB | Spin dot Centrifuge | x | SPIN | SS-16-116 | 2016-08-19 | W |  |  |  | Dot Diagnostics | [6 empty] | 175000 | Power Cord -1No. | 394170001871 | 18/7/16 | SDC | BLOOD BANK | 2 years
464 | BLB | Therm dot incubator | x | THERM | T5-16-116 | 2016-08-19 | W |  |  |  | Dot Diagnostics | [6 empty] | 0 | Power Cord -1No. | 394170001871 | 18/7/16 | TDI | BLOOD BANK | 2 years
465 | BLB | Platelet Agitator with Incubator | x | PI 200 | 201601973 | 2016-05-04 | W |  |  |  | Thermo penpol | [6 empty] | 200000 | power cord-1 | 394160000220 | 24/02/2016 | PAI | BLOOD BANK | 7 years
466 | BLB | Cryo Bath | x | CB 100 | 201602390 | 2016-05-04 | W |  |  |  | Thermo penpol | [6 empty] | 1,00,000 | power cord-1 | 394160000220 | 24/02/2016 | CRB | BLOOD BANK | 7 years
467 | BLB | Deep Refrigerator (-80) | x | DF 80U (300L) | 201602354 | 2016-05-04 | W |  |  |  | Thermo penpol | [6 empty] | 4,00,000 | power cord-1 | 394160000220 | 24/02/2016 | DRF | BLOOD BANK | 7 years
468 | BLB | Deep Refrigerator (-40) | x | DF 40U (300L) | 201602473 | 2016-05-04 | W |  |  |  | Thermo penpol | [6 empty] | 2,80,000 | power cord-1 | 394160000220 | 24/02/2016 | DRF | BLOOD BANK | 7 years
469 | BLB | Portable Tube Sealer | x | LM 100E | 201602832 | 2016-05-04 | W |  |  |  | Thermo penpol | [6 empty] | 1,00,000 | power cord-1 | 394160000220 | 24/02/2016 | TUS | BLOOD BANK | 7 years
470 | BLB | Data Logger | x | IM2000-16RPS | 151008/151105/6/7 | 2016-06-27 | W |  |  |  | AJINKYA | [6 empty] | 135000 | power cord-1 | 394160000163 | 19/1/16 | DTL | BLOOD BANK
471 | BLB | Waterbath | x | RWB-6 | 151129845 | 2016-04-23 | W |  |  |  | REMI | [6 empty] | 23093.7 | power cord-1 | 394160000242 | 2016-02-03 | WTB | BLOOD BANK | 1 year
472 | BLB | Vertical Sterilizer | x | NA |  | 2016-05-20 | W |  |  |  | Cistron | [6 empty] | 78750 | power cord-1 |  |  | VTS | BLOOD BANK | 1 year
473 | BLB | Hot Air Oven | x | RDHO 50 | 151140328 | 2016-04-23 | W |  |  |  | REMI | [6 empty] | 52211.25 | power cord-1 | 394160000242 | 2016-02-03 | HAO | BLOOD BANK | 1 year
474 | BLB | Vortex Mixer | x | CM101 plus | 2CCY-07317 | 2016-04-23 | W |  |  |  | REMI | [6 empty] | 7028.7 | power cord-1 | 394160000242 | 2016-02-03 | MIX | BLOOD BANK | 1 year
475 | BLB | Centrifuge | x | R-8M | ZCCN-09292 | 2016-04-23 | W |  |  |  | REMI | [6 empty] | 48195 | power cord-1 | 394160000242 | 2016-02-03 | CEN | BLOOD BANK | 1 year
476 | BLB | HB Analyzer | x | HB301+ | 1526820063 | 2016-08-13 | W |  |  |  | HEMOCUE | [5 empty] | Pending Install | 25000 | power cord-1 | 394170000871 | 2016-04-06 | HBA | BLOOD BANK | 1 year
477 | BLB | Microscope | x | CX21i | 16F0629 | 2016-07-14 | W |  |  |  | Olympus | [5 empty] | Only Install | 50400 | power cord-1 | 394170000024 | 2016-06-04 | MIS | BLOOD BANK | 1 year
478 | BLB | Shaker | x | RS-12R | 7CES-14598 | 2016-04-23 | W |  |  |  | REMI | [6 empty] | 7363 | power cord-1 | 394160000242 | 2016-02-03 | SHK | BLOOD BANK | 1 year
479 | BLB | Shaker | x | RS-12R | ZBJS-28189 | 2016-04-23 | w |  |  |  | REMI | [6 empty] | 7363 | power cord-1 |  |  | SHK | BLOOD BANK | 1 year
480 | BLB | Elisa Reader | x | Stat Fax 4200 | 2113 | 2016-09-12 | W |  |  |  | Awareness technology | [6 empty] | 231000 | power cord-1 | 394170002004 |  | ESR | BLOOD BANK | 3 years
481 | BLB | Elisa Washer | x | Stat Fax 2600 | 9559 | 2016-09-12 | W |  |  |  | Awareness technology | [6 empty] | 210000 | power cord-1 | 394170002004 |  | ESW | BLOOD BANK | 3 years
482 | BLB | Hot Air Oven | x | RDHO 50 |  | 2016-04-23 | W |  |  |  | REMI | [6 empty] | 52211.25 | power cord-1 | 394160000242 | 2016-02-03 | HAO | BLOOD BANK | 1 year
483 | BLB | Laminar Airflow | x | WT1617LAF | WTI617LAF55 |  | W |  |  |  | Whitenair Technologies | [6 empty] | 116340 | power cord-1 |  |  | LAF | BLOOD BANK | 1 year
484 | BLB | Cooling Centrifuge | x | KBM70 | ZCJU-28933 | 2016-10-21 | W |  |  |  | REMI | [6 empty] | 798000 | Centrifuge Bucket Equalizer |  |  | CEN | BLOOD BANK | 3 years
485 | BLB | Incubator | x | RHI50 | 151141860 | 2016-04-23 | W |  |  |  | REMI | [6 empty] | 45182.55 | power cord-1 | 394160000242 | 2016-02-03 | INC | BLOOD BANK | 1 year
486 | WEL | Defibrillator | x | DFM100 | CN32605021 | 2016-05-16 | W |  |  |  | Philips | [6 empty] | 184974 | EXternal Paddels -1no, ECG Cable -1no, AED Cable -1no, power cord -1no, Battery -1no | 394160000110 | 2015-02-12 | DFB | WELLNESS | 1 year
487 | WEL | TMT | x | Case with T2100 | CN816140348SA CN216150373SA | 2016-06-06 | W |  |  |  | GE | [5 empty] | Invoice | 1148950 | ECG Cable - 1No., Power cord - 1no. | 394160000251 | 2016-03-04 | TMT | WELLNESS | 2 years
488 | WEL | ECG Machine | x | TC20 | CN21608748 | 2016-05-16 | W |  |  |  | Philips | [6 empty] | 115609 | ECG Cable (10 leads) -1no, Clamps -4no, Bulbs -6no, power cord -1no, Battery -1no | 394160000110 | 2015-12-02 | ECG | WELLNESS | 1 year
489 | WEL | X-Ray | x | MARS 50 | 2K15120406-DX/HF | 2016-05-18 | W |  |  |  | Allengers | [6 empty] | 11,75,000 | Power adapter-1No. | 394160000086 | 2015-08-31 | XRA | WELLNESS | 3 years
490 | WEL | CR System | x | CR 15X | 90522 | 2016-01-08 | W |  |  |  | AGFA | [6 empty] | 10,00,000 | Power Cord -1No. | 394170000239 | 2016-04-21 | CRS | WELLNESS | 3 years
491 | WEL | ECHO Machine | x | AFFINITY 50 | US416DD0204 | 2016-03-05 | W |  |  | 2120000 | Philips | [6 empty] | 1920000 | L12-4 transducer, S8-3 transducer, S4-2 transducer, printer | 394160000036 | 2015-09-16 | ECM | WELLNESS | 1 year
492 | WEL | Ultrasound | x | Philips | AFFINITY 50SS | 2016-03-05 | W |  |  |  | 1 year | [5 empty] | N | 2015-09-16 | power cord-1 | 9849257797 | 394160000036 | USG | WELLNESS | 1 year
493 | CSD | Flash Sterilizer | x | SA260MA12 | 160304201001 | 2016-06-09 | W |  |  |  | Apex | [6 empty] | 260000 | power cord-1 | 304160000230 | 2016-02-19 | STR | CSSD | 2 years
494 | CSD | Steam Autoclave Sterilizer | x | NA | 4511215 | 2016-06-17 | W |  |  |  | Mediquip | [6 empty] | 290000 | power cord-1 | 394160000094 | 2015-11-19 | SAS | CSSD | 1 year
495 | CSD | Automatic Sterilizer | x | 2*2*4 Double Door | 4500116 | 2016-06-17 | W |  |  |  | Mediquip | [6 empty] | 1240000 | power cord-1 | 394160000094 | 2015-11-19 | STR | CSSD | 1 year
496 | CSD | Ultrasonic Cleaner | x | NA | 2K151241 | 2016-06-17 | W |  |  |  | Mediquip | [6 empty] | 155000 | power cord-1 | 394160000094 | 2015-11-19 | USC | CSSD | 1 year
497 | CSD | Gauge cutting machine | x | NA | 0JG481353 | 2016-06-17 | W |  |  |  | Mediquip | [6 empty] | 80000 | power cord-1 | 394160000094 | 2015-11-19 | GCM | CSSD | 1 year
498 | CSD | Spray Gun Rinser | x | NA | NA | 2016-06-17 | W |  |  |  | Mediquip | [6 empty] | 85000 | power cord-1 | 394160000094 | 2015-11-19 | SGR | CSSD | 1 year
499 | CSD | Plasma Sterilizer | x | Sterrad 100S | 105090 |  | W | 2016-01-04 | 31/3/2017 |  | J & J | [6 empty] | 260000 | power cord-1 | 394160000230 | 19/2/2016 | PLS | CSSD | 2 years
500 | CSD | ETO | x | ANM8CF | CE-043-16/17 | 2016-04-08 | W |  |  |  | PCI | [6 empty] | 1025001 | power cord-1 | 394170001105 | 16/6/16 | ETO | CSSD | 1 year
501 | CTV | Monitor | x | MX430 | DE54800775 | 2016-05-16 | W |  |  |  | Philips | [6 empty] | 143355 | Basic module - 1no, ECG Cable - 1no, Spo2 Probe - 1no, Extension module, Nibp Cuff with hose - 1no, | 394160000110 | 2015-12-02 | MON | CTVS | 1 year
502 | CTV | Monitor | x | MX430 | DE54800886 | 2016-05-16 | W |  |  |  | Philips | [6 empty] | 161853 | Basic module - 1no, ECG Cable - 1no, Spo2 Probe - 1no, Extension module, Nibp Cuff with hose - 1no, | 394160000110 | 2015-12-02 | MON | CTVS | 1 year
503 | CTV | Monitor | x | MX430 | DE54800905 | 2016-05-16 | W |  |  |  | Philips | [6 empty] | 161853 | Basic module - 1no, ECG Cable - 1no, Spo2 Probe - 1no, Extension module, Nibp Cuff with hose - 1no, | 394160000110 | 2015-12-02 | MON | CTVS | 1 year
504 | CTV | Monitor | x | MX430 | DE54800972 | 2016-05-16 | W |  |  |  | Philips | [6 empty] | 161853 | Basic module - 1no, ECG Cable - 1no, Spo2 Probe - 1no, Extension module, Nibp Cuff with hose - 1no, | 394160000110 | 2015-12-02 | MON | CTVS | 1 year
505 | CTV | Monitor | x | MX430 | DE54800978 | 2016-05-16 | W |  |  |  | Philips | [6 empty] | 254340 | Basic module - 1no, ECG Cable - 1no, Spo2 Probe - 1no, Extension module, Nibp Cuff with hose - 1no, EtCo2 cable-1no | 394160000110 | 2015-12-02 | MON | CTVS | 1 year
506 | CTV | Monitor | x | MX430 | DE54800981 | 2016-05-16 | W |  |  |  | Philips | [6 empty] | 161853 | Basic module - 1no, ECG Cable - 1no, Spo2 Probe - 1no, Nibp Cuff with hose - 1no, | 394160000110 | 2015-12-02 | MON | CTVS | 1 year
507 | CTV | ventilator | x | Servo's | 35961 | 2016-05-17 | W |  |  |  | Maquet | [6 empty] | 700000 | power cord - 1no, IV Stand Clam -1no, Battery - 2no, expiratory cassettes-1 no. | 394160000058 | 2015-10-01 | VEN | CTVS | 2 years
508 | CTV | ventilator | x | Servo's | 35953 | 2016-05-17 | W |  |  |  | Maquet | [6 empty] | 700000 | power cord - 1no, IV Stand Clam -1no, Battery - 2no, expiratory cassettes-1 no. | 394160000058 | 2015-10-01 | VEN | CTVS | 2 years
509 | CTV | ventilator | x | Servo's | 35963 | 2016-05-17 | W |  |  |  | Maquet | [6 empty] | 700000 | power cord - 1no, IV Stand Clam -1no, Battery - 2no, expiratory cassettes-1 no. | 394160000058 | 2015-10-01 | VEN | CTVS | 2 years
510 | CTV | Defibrillator | x | DFM100 | CN32605113 | 2016-05-16 | W |  |  |  | Philips | [6 empty] | 184974 | EXternal Paddels -1no, ECG Cable -1no, power cord -1no, Battery -1no | 394160000110 | 2015-02-12 | DFB | CTVS | 1 year
511 | CTV | Defibrillator | x | DFM100 | CN32605101 | 2016-05-16 | W |  |  |  | Philips | [6 empty] | 184974 | EXternal Paddels -1no, ECG Cable -1no, power cord -1no, Battery -1no | 394160000110 | 2015-02-12 | DFB | CTVS | 1 year
512 | CTV | ECG Machine | x | TC20 | CN21608753 | 2016-05-16 | W |  |  |  | Philips | [6 empty] | 115609 | ECG Cable (10 leads) -1no, Clamps -4no, Bulbs -6no, power cord -1no, Battery -1no | 394160000110 | 2015-12-02 | ECG | CTVS | 1 year
513 | CTV | IABP Machine | x | CS300 | SI210562D5 | 2016-04-27 | W |  |  |  | Maquet | [6 empty] | 2095238 | ECG Cable-1,Helium Cylinder-3,Pressure cable-1,Jack cable-1 & power cord - 1no | 394160000180 | 2016-01-28 | IBP | CTVS | 2 years
514 | CTV | Blood Warmer | x | ET-TF-II | 110302244 | 2016-05-06 | W |  |  |  | Technocare | [6 empty] | 47250 | power cord-1 | 394160000339 | 31/3/2016 | BLW | CTVS | 2 years
515 | CTV | Pace Maker | x | 5392 | DJHO13404P | 2016-05-30 | W |  |  |  | Medtronic | [6 empty] | 179999 | Pacing Cable - 2no, Battery - 1 no. | 394170000018 | 2016-04-04 | PCM | CTVS | 1 year
516 | CTV | Pace Maker | x | 5392 | DJHO18569P | 2016-05-30 | W |  |  |  | Medtronic | [6 empty] | 179999 | Pacing Cable - 2no, Battery - 1 no. | 394170000018 | 2016-04-04 | PCM | CTVS | 1 year
517 | CTV | Patient Warmer | x | Warmtouch | SP15110201 | 2016-05-13 | W |  |  |  | Covidien | [6 empty] | 70000 | power cord - 1no, blanket(adult and pediatric)-2 nos | 394160000325 | 2016-03-30 | PTW | CTVS | 2 years
518 | CTV | Syringe Pump - 6 | x | Compact (P) | 225693 | 2016-06-05 | W |  |  |  | B-Braun | [6 empty] | 29505 | power cord - 1no, IV Stand Clam -1no, Battery - 1no. | 394160000192 | 2016-02-06 | SYP | CTVS | 5 years
519 | CTV | Syringe Pump - 6 | x | Compact (P) | 225692 | 2016-06-05 | W |  |  |  | B-Braun | [6 empty] | 29505 | power cord - 1no, IV Stand Clam -1no, Battery - 1no. | 394160000192 | 2016-02-06 | SYP | CTVS | 5 years
520 | CTV | Syringe Pump - 8 | x | Compact (P) | 225680 | 2016-06-05 | W |  |  |  | B-Braun | [6 empty] | 29505 | power cord - 1no, IV Stand Clam -1no, Battery - 1no. | 394160000192 | 2016-02-06 | SYP | CTVS | 5 years
521 | CTV | Syringe Pump -6 | x | Compact (P) | 225675 | 2016-06-05 | W |  |  |  | B-Braun | [6 empty] | 29505 | power cord - 1no, IV Stand Clam -1no, Battery - 1no. | 394160000192 | 2016-02-06 | SYP | CTVS | 5 years
522 | CTV | Syringe Pump - 4 | x | Compact (P) | 225493 | 2016-06-05 | W |  |  |  | B-Braun | [6 empty] | 29505 | power cord - 1no, IV Stand Clam -1no, Battery - 1no. | 394160000192 | 2016-02-06 | SYP | CTVS | 5 years
523 | CTV | Syringe Pump - 4 | x | Compact (P) | 225484 | 2016-06-05 | W |  |  |  | B-Braun | [6 empty] | 29505 | power cord - 1no, IV Stand Clam -1no, Battery - 1no. | 394160000192 | 2016-02-06 | SYP | CTVS | 5 years
524 | CTV | Syringe Pump - 5 | x | Compact (P) | 215070 | 2016-06-05 | W |  |  |  | B-Braun | [6 empty] | 29505 | power cord - 1no, IV Stand Clam -1no, Battery - 1no. | 394160000192 | 2016-02-06 | SYP | CTVS | 5 years
525 | CTV | Syringe Pump - 4 | x | Compact (P) | 224951 | 2016-06-05 | W |  |  |  | B-Braun | [6 empty] | 29505 | power cord - 1no, IV Stand Clam -1no, Battery - 1no. | 394160000192 | 2016-02-06 | SYP | CTVS | 5 years
526 | CTV | Syringe Pump - 5 | x | Compact (P) | 222179 | 2016-06-05 | W |  |  |  | B-Braun | [6 empty] | 29505 | power cord - 1no, IV Stand Clam -1no, Battery - 1no. | 394160000192 | 2016-02-06 | SYP | CTVS | 5 years
527 | CTV | Syringe Pump - 4 | x | Compact (P) | 225478 | 2016-06-05 | W |  |  |  | B-Braun | [6 empty] | 29505 | power cord - 1no, IV Stand Clam -1no, Battery - 1no. | 394160000192 | 2016-02-06 | SYP | CTVS | 5 years
528 | CTV | Syringe Pump - 3 | x | Compact (P) | 225496 | 2016-06-05 | W |  |  |  | B-Braun | [6 empty] | 29505 | power cord - 1no, IV Stand Clam -1no, Battery - 1no. | 394160000192 | 2016-02-06 | SYP | CTVS | 5 years
529 | CTV | Syringe Pump - 4 | x | Compact (P) | 225475 | 2016-06-05 | W |  |  |  | B-Braun | [6 empty] | 29505 | power cord - 1no, IV Stand Clam -1no, Battery - 1no. | 394160000192 | 2016-02-06 | SYP | CTVS | 5 years
530 | CTV | Syringe Pump - 9 | x | Compact (P) | 215014 | 2016-06-05 | W |  |  |  | B-Braun | [6 empty] | 29505 | power cord - 1no, IV Stand Clam -1no, Battery - 1no. | 394160000192 | 2016-02-06 | SYP | CTVS | 5 years
531 | CTV | Syringe Pump - 4 | x | Compact (P) | 225539 | 2016-06-05 | W |  |  |  | B-Braun | [6 empty] | 29505 | power cord - 1no, IV Stand Clam -1no, Battery - 1no. | 394160000192 | 2016-02-06 | SYP | CTVS | 5 years
532 | CTV | Syringe Pump - 3 | x | Compact (P) | 225501 | 2016-06-05 | W |  |  |  | B-Braun | [6 empty] | 29505 | power cord - 1no, IV Stand Clam -1no, Battery - 1no. | 394160000192 | 2016-02-06 | SYP | CTVS | 5 years
533 | CTV | Syringe Pump - 5 | x | Compact (P) | 225443 | 2016-06-05 | W |  |  |  | B-Braun | [6 empty] | 29505 | power cord - 1no, IV Stand Clam -1no, Battery - 1no. | 394160000192 | 2016-02-06 | SYP | CTVS | 5 years
534 | CTV | Syringe Pump - 3 | x | Compact (P) | 225500 | 2016-06-05 | W |  |  |  | B-Braun | [6 empty] | 29505 | power cord - 1no, IV Stand Clam -1no, Battery - 1no. | 394160000192 | 2016-02-06 | SYP | CTVS | 5 years
535 | CTV | Syringe Pump - 2 | x | Compact (P) | 225778 | 2016-06-05 | W |  |  |  | B-Braun | [6 empty] | 29505 | power cord - 1no, IV Stand Clam -1no, Battery - 1no. | 394160000192 | 2016-02-06 | SYP | CTVS | 5 years
536 | CTV | Syringe Pump - 2 | x | Compact (P) | 225766 | 2016-06-05 | W |  |  |  | B-Braun | [6 empty] | 29505 | power cord - 1no, IV Stand Clam -1no, Battery - 1no. | 394160000192 | 2016-02-06 | SYP | CTVS | 5 years
537 | CTV | Syringe Pump - 4 | x | Compact (P) | 224952 | 2016-06-05 | W |  |  |  | B-Braun | [6 empty] | 29505 | power cord - 1no, IV Stand Clam -1no, Battery - 1no. | 394160000192 | 2016-02-06 | SYP | CTVS | 5 years
538 | CTV | Infusion Pump | x | Infusomat (P) | 111165 | 2016-05-06 | W |  |  |  | B-Braun | [6 empty] | 47250 | power cord - 1no, IV Stand Clam -1no, Battery - 1no. | 394160000192 | 2016-02-05 | INP | CTVS | 5 years
539 | CTV | Infusion Pump | x | Infusomat (P) | 111215 | 2016-05-06 | W |  |  |  | B-Braun | [6 empty] | 47250 | power cord - 1no, IV Stand Clam -1no, Battery - 1no. | 394160000192 | 2016-02-05 | INP | CTVS | 5 years
540 | COT | OT Table | x | 7000SPBF | 2A109-P1-0008 | 2016-05-02 | W |  |  |  | Benq | [6 empty] | EUR 12922 | lateral support with lock 1 pair, leg crutches with clamp1 pair, raised arm rest with clamp 2 no, traction stirrup clamp 1 no, anesthesia screen frame with clamp 1 no, restraint strap2 no | 394160000159 | 13/1/2016 | OTT | CTOT | 5 years
541 | GOT | OT Light | x | 160/160 | E4IO1616144 | 2016-05-02 | W |  |  |  | Vivid | [6 empty] | 640500 | sterile handles-4 nos | 394160000159 | 13/1/2016 | OTL | Gen OT | 1 year
542 | COT | Anesthesia | x | Avance CS2 | APKV00126 | 2016-05-21 | W |  |  |  | GE | [6 empty] | 1645087 | power cord-1 | 394160000127 | 2015-12-12 | ANW | CTOT | 1 year
543 | COT | Monitor | x | MX550 | DE35145335 | 2016-05-16 | w |  |  |  | Philips | [6 empty] | 395592 | power cord-1 | 394160000110 | 2015-12-02 | MON | CTOT | 1 year
544 | COT | Head Light | x | MLX | MLX5655 | 2016-06-07 | W |  |  |  | BL Life Sciences | [6 empty] | 357000 | MLX unit wiht bulb, Head band with spot module,fiber optic cable, power cord+manual CDs. | 394170000365 | 2016-06-29 | HLS | CTOT | 2 years
545 | COT | ACT Machine | x | ACT PLUS | ACT2005930 | 31-05-2016 | W |  |  |  | Medtronic | [6 empty] | 230692.3 | power cord-1 | 394170000026 | 2016-04-06 | ACT | CTOT | 1 year
546 | COT | Sternum Saw | x | Sys 6 | 1527200553/43 | 2016-05-11 | W |  |  |  | Stryker | [6 empty] | 540120 | Dual trigger rotary-1no, sagiital saw-1no, sys battery charger-1no, aseptic housing assy-3nos, nonsterile battery-3nos, transfer shield-3 nos, 1/4 stryker adj keyed chuck-1no, AO small attachment-quick connect-1no, synthes reaming attachment-1no, hudson modified trinkle attachment-1no, hudson attachment-1no, adj wire collet 0.7-1.8 mm -1no, adj pin collet 2.0-3.2 mm-1no, sagittal saw cutters extra long wide-5 nos, saggital saw cutters medium long wide-5 nos, saggital saw cutters for notch cut-5 nos. | 394160000336 | 2016-03-31 | SAW | CTOT | 1 year
547 | COT | Defibrillator | x | DFM100 | CN32605114 | 2016-05-16 | W |  |  |  | Philips | [6 empty] | 184974 | EXternal Paddels -1no, ECG Cable -1no, AED Cable -1no, power cord -1no, Battery -1no | 394160000110 | 2015-02-12 | DFB | CTOT | 1 year
548 | COT | Heart Lung Machine | x | S5 | 48E04307 | 2016-05-07 | W |  |  |  | Sorin | [6 empty] | 66320 | power cord-1 | 394160000158 | 2016-11-01 | HLM | CTOT | 3 years
549 | COT | Anesthesia | x | Avance CS2 | APKV00127 | 2016-05-21 | W |  |  |  | GE | [6 empty] | 1645087 | power cord-1 | 394160000127 | 2015-12-12 | ANW | CTOT | 1 year
550 | COT | Monitor | x | MX550 | DE35143702 | 2016-05-16 | w |  |  |  | Philips | [6 empty] | 395532 | power cord-1 | 394160000110 | 2015-12-02 | MON | CTOT | 1 year
551 | COT | Head Light | x | MLX | MLX 6075 | 2016-08-09 | W |  |  |  | BL Life Sciences | [6 empty] | 357000 | MLX unit wiht bulb, Head band with spot module,fiber optic cable, power cord+manual CDs. | 394170001394 | 29/6/2016 | HLS | CTOT | 2 years
552 | COT | ACT Machine | x | ACT PLUS | ACT2005931 | 31-05-2016 | W |  |  |  | Medtronic | [6 empty] | 230692.3 | power cord-1 | 394170000026 | 2016-04-06 | ACT | CTOT | 1 year
553 | GOT | OT Table | x | 7000SPB | 2A109-P1-0006 | 2016-05-02 | W |  |  |  | Benq | [6 empty] | EUR 15649 | anesthesia screenframe-1 no,bodystrap-1no, leg crutches with clamp-1 pair, lateral support with lock-1 pair, urology drain set 1 no | 394160000159 | 13/1/2016 | OTT | Gen OT | 5 years
554 | COT | Defibrillator | x | DFM100 | CN32605106 | 2016-05-16 | W |  |  |  | Philips | [6 empty] | 184974 | EXternal Paddels -1no, ECG Cable -1no, AED Cable -1no, power cord -1no, Battery -1no | 394160000110 | 2015-02-12 | DFB | CTOT | 1 year
555 | COT | Heart Lung Machine | x | S5 | 48E04304 | 2016-05-07 | W |  |  |  | Sorin | [6 empty] | 66320 |  | 394160000158 | 2016-11-01 | HLM | CTOT | 3 years
556 | COT | Pace Maker | x | 5392 | DJHO18569P | 2016-05-30 | W |  |  |  | Medtronic | [6 empty] | 179999 | Pacing Cable - 2no, Battery - 1 no. | 394170000018 | 2016-04-04 | PCM | CTOT | 1 year
557 | COT | Fibrillator | x |  |  |  | W |  |  |  | NA | [6 empty] | 30000 | Paddels and Power cord | 394170001506 | 2016-07-04 | FIB | CTOT | 1 year
558 | COT | Redosaw | x |  | B76 | 2016-07-12 | W |  |  |  | Manman | [6 empty] | 41406.9 | power cord-1 | 394170001379 | 2016-06-29 | RDS | CTOT
559 | COT | Incubator | x | RHI50 | 151141851 | 2016-04-23 | W |  |  |  | REMI | [6 empty] | 45182.55 | power cord-1 | 394160000242 | 2016-02-03 | INC | CTOT | 1 year
560 | COT | Blood Warmer | x | ET-TF-II | 11030259 | 2016-05-06 | W |  |  |  | Technocare | [6 empty] | 47250 | power cord-1 | 394160000339 | 31/3/2016 | BLW | CTOT | 2 years
561 | COT | SCD Machine | x | Kendal | SN1501826 | 2016-04-15 | W |  |  |  | Covidien | [6 empty] | 94500 | Patient tubings - 2no, power cord - 1no | 394160000337 | 2016-03-31 | SCD | CTOT | 2 years
562 | GOT | OT Table | x | 7000SPB | 2A109-P1-0005 | 2016-05-02 | W |  |  |  | Benq | [6 empty] | EUR 18309 | width extensors set of 4 pieces 1no, foot rest with clamp 1 pair, shoulder support with lock 1 pair, lateral support with lock 1 pair, anesthesia screen frame with clamp 1 no, restraint strap 1 no, raised arm rest 1 pair | 394160000159 | 13/1/2016 | OTT | Gen OT (Neuro) | 5 years
563 | GOT | OT Light | x | Synergy 160/160 | E4IO1610142 | 2016-05-02 | W |  |  |  | Vivid | [6 empty] | 640500 | sterile handles-4 nos | 394160000159 | 13/1/2016 | OTL | Gen OT (Neuro) | 1 year
564 | GOT | Anesthesia | x | CS650 | SM716020005WA | 2016-05-21 | W |  |  |  | GE | [6 empty] | 1436187 | power cord-1 | 394160000127 | 2015-12-12 | ANW | Gen OT | 1 year
565 | GOT | Monitor | x | MX550 | DE35145336 | 2016-05-16 | W |  |  |  | Philips | [6 empty] | 395532 | power cord-1 | 394160000110 | 2015-12-02 | MON | Gen OT (Neuro) | 1 year
566 | GOT | Microscope | x | M720 | OH5-76015 | 2016-07-01 | W |  |  |  | Leica | [6 empty] | EUR 154350 | power cord-1 | 394170000234 | 2016-04-20 | NOM | Gen OT (Neuro) | 2 years
567 | GOT | Neuro Drill | x | EC300 | MTC63687 | 2016-09-16 | W |  |  |  | Medtronic | [6 empty] | 2421325 | power cord-1 | 394170000835 | 2016-06-02 | NDR | Gen OT (Neuro) | 1 year
568 | GOT | Neuro Drill | x |  | M211 | 2016-07-12 | W |  |  |  | Manman | [6 empty] | 125026 | power cord-1 | 394170001470 | 2016-07-02 | NDR | Gen OT (Neuro) | 1 year
569 | GOT | Head Light | x | MLX | MLX 6075 | 2016-08-09 | W |  |  |  | BL Life Sciences | [6 empty] | 357000 | MLX unit wiht bulb, Head band with spot module,fiber optic cable, power cord+manual CDs. | 394170001394 | 29/6/2016 | HLS | Gen OT | 2 years
570 | COT | Cautery Machine | x | Force FX8CS | S5C 17014AX | 2016-05-13 | W |  |  |  | Covidien | [6 empty] | 405000 | Bipolar foot switch, monopolar foot switch, bipolar forceps, bipolar forcepscord, electrosurgical pencils, polyhesive ii REM pads | 394160000326 | 30/3/2016 | CAU | CTOT | 2 years
571 | GOT | OT Table | x | 7000SPB | 2A109-P1-0010 | 2016-05-02 | W |  |  |  | Benq | [6 empty] | EUR 13403 | prone position pad 1 no, neuro adapter 1 no, instrument tray 1 no | 394160000159 | 13/1/2016 | OTT | Gen OT (Ortho) | 5 years
572 | GOT | OT Light | x | Synergy 160/160 | E4IO1610141 | 2016-05-02 | W |  |  |  | Vivid | [6 empty] | 640500 | sterile handles-4 nos | 394160000159 | 13/1/2016 | OTL | Gen OT (Ortho) | 1 year
573 | GOT | Anesthesia | x | CS650 | SM716020006WA | 2016-05-21 | W |  |  |  | GE | [6 empty] | 1436187 | power cord-1 | 394160000127 | 2015-12-12 | ANW | Gen OT | 1 year
574 | GOT | Monitor | x | MX550 | DE35143701 | 2016-05-16 | W |  |  |  | Philips | [6 empty] | 279923 | power cord-1 | 394160000110 | 2015-12-02 | MON | Gen OT (Ortho) | 1 year
575 | GOT | Ortho Drill | x | Sys 6 | 1536502383 1532600303 1603503973 | 2016-05-12 | W |  |  |  | Stryker | [6 empty] | 1227745.05 | power cord-1 |  | 2016-05-11 | ODR | Gen OT (Ortho) | 15 months
576 | GOT | Ortho Drill | x |  | M126 | 2016-11-07 | W |  |  |  | Manman | [6 empty] | 1227745.05 | power cord-1 |  |  | ODR | Gen OT (Ortho) | 15 months
577 | GOT | Tourniquet System | x | 2003 | LD-DM151 | 2016-07-12 | W |  |  |  | BMT | [6 empty] | 137445 | power cord-1 | 394170001367 | 2016-06-28 | TOS | Gen OT (Ortho)
578 | GOT | C-Arm | x | OEC 715 | 1-4190235243 | 2016-05-19 | W |  |  |  | GE | [6 empty] | 2848750 | power cord-1 | 394170001367 | 25/6/2016 | CRM | Gen OT (Ortho) | 1 year
579 | GOT | Patient Warmer | x | Warmtouch | SP15110208 | 2016-05-13 | W |  |  |  | Covidien | [6 empty] | 70000 | power cord - 1no, blanket(adult and pediatric)-2 nos | 394160000325 | 2016-03-30 | PTW | Gen OT | 2 years
580 | GOT | Patient Warmer | x | Warmtouch | SP15110206 | 2016-05-13 | W |  |  |  | Covidien | [6 empty] | 70000 | power cord - 1no, blanket(adult and pediatric)-2 nos | 394160000325 | 2016-03-30 | PTW | Gen OT | 2 years
581 | COT | Cautery Machine | x | Force FX8CS | S5B 16703AX | 2016-05-13 | W |  |  |  | Covidien | [6 empty] | 405000 | Bipolar foot switch, monopolar foot switch, bipolar forceps, bipolar forcepscord, electrosurgical pencils, polyhesive ii REM pads | 394160000326 | 30/3/2016 | CAU | CTOT | 2 years
582 | GOT | OT Light | x | Synergy | EUI01610143 | 2016-05-02 | W |  |  |  | Vivid | [6 empty] | 640500 | sterile handles-4 nos | 394160000159 | 13/1/2016 | OTL | Gen OT | 1 year
583 | GOT | Anesthesia | x | CS650 | SM716020007WA | 2016-05-21 | W |  |  |  | GE | [6 empty] | 1436187 | power cord-1 | 394160000127 | 2015-12-12 | ANW | Gen OT | 1 year
584 | GOT | Monitor | x | MX550 | DE35143700 | 2016-05-16 | W |  |  |  | Philips | [6 empty] | 279923 | power cord-1 | 394160000110 | 2015-12-02 | MON | Gen OT | 1 year
585 | GOT | ENT Drill | x | EC300 | ENTC79960 | 2016-09-16 | W |  |  |  | Medtronic | [6 empty] | 1995555 | power cord-1 |  |  | END | Gen OT | 1 year
586 | GOT | Cautery Machine | x | Force FX8CS | S5B16700AX | 2016-05-13 | W |  |  |  | Covidien | [6 empty] | 405000 | Bipolar foot switch, monopolar foot switch, bipolar forceps, bipolar forcepscord, electrosurgical pencils, polyhesive ii REM pads | 394160000326 | 30/3/2016 | CAU | Gen OT | 2 years
587 | GOT | ECHO Machine | x | Edge | 04317C | 2016-04-29 | W |  |  |  | SonoSite | [6 empty] | 17,25,000 | P21Xi & HFL38Xi | 394160000332 | 31/3/2016 | ECM | Gen OT | 5 years
588 | GOT | SCD Machine | x | Kendal | SN1501826 | 2016-04-15 | W |  |  |  | Covidien | [6 empty] | 94500 | Patient tubings - 2no, power cord - 1no | 394160000337 | 2016-03-31 | SCD | Gen OT | 2 years
589 | GOT | Monitor | x | [15 empty] | power cord-1 |  |  | MON | Gen OT
590 | GOT | OT Table | x | 7000SKPB | 2A122-P1-0004.006 | 2016-05-02 | W |  |  |  | Benq | [6 empty] | EUR 13403 | kidney elevator 1 no, anesthesia screen frame with clamp1 no, restraint strap2 no, leg crutches with clamps1 pair, raised arm rest with clamp1 no, lateral support with lock 1 pair, urology drain set 1 no | 394160000159 | 13/1/2016 | OTT | Gen OT | 5 years
591 | GOT | Anesthesia | x | CS30 | MF16015031 | 2016-05-21 | W |  |  |  | GE | [6 empty] | 449135 | power cord-1 | 394160000127 | 2015-12-12 | ANW | Gen OT | 1 year
592 | GOT | Laproscope | x | TC 300 | L51D10107 OT745009 OT745439 OT863302 | 2016-05-13 | W |  |  |  | KARL STORZ | [6 empty] | 46123.35 | power cord-1 | 394160000185 | 2016-02-02 | LAP | Gen OT | 1 year
593 | GOT | Harmonic Scalpel | x | GEN11 | 111607151 | 2016-07-02 | W |  |  |  | Johnson & Johnson | [6 empty] | 1150044 | EES Generator, hand piece, foot switch, enseal connector, harmonic connector, harmonic ACE probe, enseal lap probe | 394170000499 | 2016-11-05 | HRS | Gen OT | 3 years
594 | GOT | Arthroscope | x | HD 560P, LED3000 | AAR66304, USA 16010053 | 2016-07-08 | W |  |  |  | Smith&nephew | [6 empty] | 2282214 | power cord-1 |  |  | ARS | Gen OT | 3 years
595 | GOT | Cautery Machine | x | Force FX8CS | S5B16701AX | 2016-05-13 | W |  |  |  | Covidien | [6 empty] | 405000 | Bipolar foot switch, monopolar foot switch, bipolar forceps, bipolar forcepscord, electrosurgical pencils, polyhesive ii REM pads | 394160000326 | 30/3/2016 | CAU | Gen OT | 2 years
596 | GOT | Cautery Machine | x | Force FX8CS | S5B16697AX | 2016-05-13 | W |  |  |  | Covidien | [6 empty] | 405000 | Bipolar foot switch, monopolar foot switch, bipolar forceps, bipolar forcepscord, electrosurgical pencils, polyhesive ii REM pads | 394160000326 | 30/3/2016 | CAU | Gen OT | 2 years
597 | GOT | CCO Monitor | x | EV1000 | EVO 80032 | 2016-01-07 | W |  |  |  | Edwards Life Sciences | [6 empty] | 1099744 | Oximeter Optical Module | 394170001143 | 29/6/2016 | CCO | Gen OT | 1 year
598 | GOT | Head Light | x | MLX |  | 2016-08-09 | W |  |  |  | BL Life Sciences | [7 empty] | power cord-1 |  |  | HLS | Gen OT
599 | GOT | Pneumatic Lithotripter | x | CCU | 816/10/2016 | 2016-10-18 | W |  |  |  | Status medical | [6 empty] | 47250 | Control unit, foot switch, hand tools, probes, oxygen regulator, power cable | 3941700034126 | 27/09/2016 | LTH | Gen OT | 1 year
600 | GOT | RF Abicator | x | Quantum II | QR0Q0001M9 | 2016-09-19 | W |  |  |  | Arthocare | [6 empty] | 600000 | Foot pedal, power cord, super turbovac 90 | 394170002655 | 23/8/2016 | RFA | Gen OT | 3 years
601 | GOT | Shaver | x |  | AAX27164 AAL82963 | 2016-10-20 | W |  |  |  | Smith&nephew | [6 empty] | 508326 | DLL controller, Dyonics Powermax Elite MDU | 394170002445 | 2016-10-08 | SHA | Gen OT | 1 year
602 | COT | OT Light | x | 160/160/100 | E4E3IO1610139 | 2016-05-02 | W |  |  |  | Vivid | [6 empty] | 819000 | sterile handles-6 nos | 394160000159 | 13/1/2016 | OTL | CTOT | 3 years
603 | GOT | Cautery Machine | x | Force FX8CS | T5A44625EX | 2016-05-13 | W |  |  |  | Covidien | [6 empty] | 405000 | Bipolar foot switch, monopolar foot switch, bipolar forceps, bipolar forcepscord, electrosurgical pencils, polyhesive ii REM pads | 394160000326 | 30/3/2016 | CAU | Gen OT | 1 year
604 | GOT | OT Table | x | 7000SPB | 2A109-P1-0009.007 | 2016-05-02 | W |  |  |  | Benq | [6 empty] | EUR 15309 | anesthesia screen frame with clamp 2nos, restraint strap 4 nos, lateral support with locks 2 pairs, shoulder extension plate 2 nos, side rail clamps 4 nos | 394160000159 | 13/1/2016 | OTL | Gen OT | 5 years
605 | GOT | Microscope | x | M320 | 140516003 | 2016-07-01 | W |  |  |  | Leica | [6 empty] | EUR 13650 | power cord-1 | 394170000234 | 2016-04-20 | EOM | Gen OT (ENT) | 2 years
606 | COT | OT Light | x | Synergy 160/160/100 | E4E3IO1610140 | 2016-05-02 | W |  |  |  | Vivid | [6 empty] | 819000 | sterile handles-6 nos | 394160000159 | 13/1/2016 | OTL | CTOT | 3 years
607 | GOT | OT Table | x | 7000SPB | 2A109-P1-0007.008 | 2016-05-02 | W |  |  |  | Benq | [6 empty] | EUR 22758 | anesthesia screen frame with clamp 2nos, restraint strap 4 nos, lateral support with locks 2 pairs, shoulder extension plate 2 nos, side rail clamps 4 nos | 394160000159 | 13/1/2016 | OTT | Gen OT | 3 years
608 | COT | Blood Warmer | x | ET-TF-II | 11030273 | 2016-05-06 | W |  |  |  | Technocare | [6 empty] | 47250 | power cord-1 | 394160000339 | 31/3/2016 | BLW | CTOT | 2 years
609 | GOT | SCD Machine | x | Kendal | SN1501825 | 2016-04-15 | W |  |  |  | Covidien | [6 empty] | 94500 | Patient tubings - 2no, power cord - 1no | 394160000337 | 2016-03-31 | SCD | Gen OT | 2 years
610 | GOT | Blood Warmer | x | ET-TF-II | 11030271 | 2016-05-06 | W |  |  |  | Technocare | [6 empty] | 47250 | power cord-1 | 394160000339 | 31/3/2016 | BLW | Gen OT | 2 years
611 | GOT | Blood Warmer | x | ET-TF-II | 11030263 | 2016-05-06 | W |  |  |  | Technocare | [6 empty] | 47250 | power cord-1 | 394160000339 | 31/3/2016 | BLW | Gen OT | 2 years
612 | GOT | Defibrillator | x | DFM100 | CN32605015 | 2016-05-16 | W |  |  |  | Philips | [6 empty] | 184974 | EXternal Paddels -1no, ECG Cable -1no, AED Cable -1no, power cord -1no, Battery -1no | 394160000110 | 2015-02-12 | DFB | Gen OT | 1 year
613 | GOT | Syringe Pump - 4 | x | Compact (P) | 225474 | 2016-06-05 | W |  |  |  | B-Braun | [6 empty] | 29505 | power cord - 1no, IV Stand Clam -1no, Battery - 1no. | 394160000192 | 2016-02-06 | SYP | Gen OT | 5 years
614 | GOT | Syringe Pump - 10 | x | Compact (P) | 225681 | 2016-06-05 | W |  |  |  | B-Braun | [6 empty] | 29505 | power cord - 1no, IV Stand Clam -1no, Battery - 1no. | 394160000192 | 2016-02-06 | SYP | Gen OT | 5 years
615 | GOT | Syringe Pump - 2 | x | Compact (P) | 225721 | 2016-06-05 | W |  |  |  | B-Braun | [6 empty] | 29505 | power cord - 1no, IV Stand Clam -1no, Battery - 1no. | 394160000192 | 2016-02-06 | SYP | Gen OT | 5 years
616 | GOT | Syringe Pump - 1 | x | Compact (P) | 225533 | 2016-06-05 | W |  |  |  | B-Braun | [6 empty] | 29505 | power cord - 1no, IV Stand Clam -1no, Battery - 1no. | 394160000192 | 2016-02-06 | SYP | Gen OT | 5 years
617 | GOT | Syringe Pump - 1 | x | Compact (P) | 225522 | 2016-06-05 | W |  |  |  | B-Braun | [6 empty] | 29505 | power cord - 1no, IV Stand Clam -1no, Battery - 1no. | 394160000192 | 2016-02-06 | SYP | Gen OT | 5 years
618 | GOT | Syringe Pump - 3 | x | Compact (P) | 225544 | 2016-06-05 | W |  |  |  | B-Braun | [6 empty] | 29505 | power cord - 1no, IV Stand Clam -1no, Battery - 1no. | 394160000192 | 2016-02-06 | SYP | Gen OT | 5 years
619 | GOT | Syringe Pump - 1 | x | Compact (P) | 225520 | 2016-06-05 | W |  |  |  | B-Braun | [6 empty] | 29505 | power cord - 1no, IV Stand Clam -1no, Battery - 1no. | 394160000192 | 2016-02-06 | SYP | Gen OT | 5 years
620 | GOT | Syringe Pump - 1 | x | Compact (P) | 225526 | 2016-06-05 | W |  |  |  | B-Braun | [6 empty] | 29505 | power cord - 1no, IV Stand Clam -1no, Battery - 1no. | 394160000192 | 2016-02-06 | SYP | Gen OT | 5 years
621 | GOT | Syringe Pump - 1 | x | Compact (P) | 225517 | 2016-06-05 | W |  |  |  | B-Braun | [6 empty] | 29505 | power cord - 1no, IV Stand Clam -1no, Battery - 1no. | 394160000192 | 2016-02-06 | SYP | Gen OT | 5 years
622 | GOT | Syringe Pump - 2 | x | Compact (P) | 225713 | 2016-06-05 | W |  |  |  | B-Braun | [6 empty] | 29505 | power cord - 1no, IV Stand Clam -1no, Battery - 1no. | 394160000192 | 2016-02-06 | SYP | Gen OT | 5 years
623 | GOT | Infusion Pump | x | Infusomat (P) | 111595 | 2016-05-06 | W |  |  |  | B-Braun | [6 empty] | 47250 | power cord - 1no, IV Stand Clam -1no, Battery - 1no. | 394160000192 | 2016-02-05 | INP | Gen OT | 5 years
624 | GOT | Infusion Pump | x | Infusomat (P) | 111627 | 2016-05-06 | W |  |  |  | B-Braun | [6 empty] | 47250 | power cord - 1no, IV Stand Clam -1no, Battery - 1no. | 394160000192 | 2016-02-05 | INP | Gen OT | 5 years
625 | GOT | Infusion Pump | x | Infusomat (P) | 111173 | 2016-05-06 | W |  |  |  | B-Braun | [6 empty] | 47250 | power cord - 1no, IV Stand Clam -1no, Battery - 1no. | 394160000192 | 2016-02-05 | INP | Gen OT | 5 years
626 | GOT | Infusion Pump | x | Infusomat (P) | 111621 | 2016-05-06 | W |  |  |  | B-Braun | [6 empty] | 47250 | power cord - 1no, IV Stand Clam -1no, Battery - 1no. | 394160000192 | 2016-02-05 | INP | Gen OT | 5 years